## df_Performance
Hub | Costs_op | Costs_inv | ANN_factor | Costs_grid_connection | Costs_rep | Costs_ft | GWP_op | GWP_constr | EMOO_CAPEX | EMOO_OPEX | EMOO_TOTEX | EMOO_GWP | EMOO_grid | Objective | Costs_cft
Building1 | -1494.9382 | 1161.499 | 0.05122 | 0 | 0 | 0 | -934.9389 | 361.7807 | 0 | 0 | 0 | 0 | 0 | 0 | 0
Network | -1494.9382 | 1161.499 | 0.05122 | 0 | 0 | 0 | -934.9389 | 361.7807 | 0 | 0 | 0 | 0 | 0 | -333.4396 | 0

## df_Annuals
Layer | Hub | Demand_MWh | Supply_MWh
DHW | Building1 | 0.024989 | 0
| NG_Boiler_Building1 | 0 | 0.024989
| WaterTankDHW_Building1 | 0 | 0.024989
Electricity | Building1 | 0.65389 | 0
| Network | 10.1636 | 0.17408
| PV_Building1 | 0 | 10.6434
HeatGains | Building1 | 0 | 0.53569
NaturalGas | NG_Boiler_Building1 | 1.5813 | 0
| Network | 0 | 1.5821
SH | Building1 | 1.4773 | 0
| NG_Boiler_Building1 | 0 | 1.4773
SolarGains | Building1 | 0 | 2.4679

## df_Unit
Unit | Units_Use | Units_Mult | Costs_Unit_inv | GWP_Unit_constr | lifetime
Air_Conditioner_Air_Building1 | 0 | 0 | 0 | 0 | 20
Battery_Building1 | 0 | 0 | 0 | 0 | 10
ElectricalHeater_DHW_Building1 | 0 | 0 | 0 | 0 | 20
ElectricalHeater_SH_Building1 | 0 | 0 | 0 | 0 | 20
HeatPump_Air_Building1 | 0 | 0 | 0 | 0 | 20
HeatPump_Geothermal_Building1 | 0 | 0 | 0 | 0 | 20
NG_Boiler_Building1 | 1 | 1.0669 | 219.8798 | 13.2834 | 20
PV_Building1 | 1 | 8.7113 | 915.8536 | 348.4501 | 25
ThermalSolar_Building1 | 0 | 0 | 0 | 0 | 20
WaterTankDHW_Building1 | 1 | 0.00078379 | 25.7655 | 0.047189 | 20
WaterTankSH_Building1 | 0 | 0 | 0 | 0 | 20

## df_Grid_t
Layer | Hub | Period | Time | Grid_demand | Grid_supply | Cost_supply | Cost_demand | GWP_supply | GWP_demand | Uncontrollable_load
Electricity | Building1 | 1 | 1 | 0 | 0.0094489 | 0.3346 | 0.1746 | 0.13 | 0.13 | 0.0094489
|  |  | 2 | 0 | 0.0094489 | 0.3346 | 0.1746 | 0.13 | 0.13 | 0.0094489
|  |  | 3 | 0 | 0.0094489 | 0.3346 | 0.1746 | 0.13 | 0.13 | 0.0094489
|  |  | 4 | 0 | 0.0094489 | 0.3346 | 0.1746 | 0.13 | 0.13 | 0.0094489
|  |  | 5 | 0 | 0.0094489 | 0.3346 | 0.1746 | 0.13 | 0.13 | 0.0094489
|  |  | 6 | 0 | 0.0094489 | 0.3346 | 0.1746 | 0.13 | 0.13 | 0.0094489
|  |  | 7 | 0 | 0.019984 | 0.3346 | 0.1746 | 0.13 | 0.13 | 0.019984
|  |  | 8 | 0 | 0.019984 | 0.3346 | 0.1746 | 0.13 | 0.13 | 0.019984
|  |  | 9 | 0.90555 | 0 | 0.3346 | 0.1746 | 0.13 | 0.13 | 0.019984
|  |  | 10 | 1.6475 | 0 | 0.3346 | 0.1746 | 0.13 | 0.13 | 0.019984
|  |  | 11 | 1.2769 | 0 | 0.3346 | 0.1746 | 0.13 | 0.13 | 0.019984
|  |  | 12 | 1.7351 | 0 | 0.3346 | 0.1746 | 0.13 | 0.13 | 0.019984
|  |  | 13 | 1.2775 | 0 | 0.3346 | 0.1746 | 0.13 | 0.13 | 0.019984
|  |  | 14 | 1.1007 | 0 | 0.3346 | 0.1746 | 0.13 | 0.13 | 0.019984
|  |  | 15 | 0.62137 | 0 | 0.3346 | 0.1746 | 0.13 | 0.13 | 0.019984
|  |  | 16 | 0.47481 | 0 | 0.3346 | 0.1746 | 0.13 | 0.13 | 0.019984
|  |  | 17 | 0.09289 | 0 | 0.3346 | 0.1746 | 0.13 | 0.13 | 0.019984
|  |  | 18 | 0 | 0.019984 | 0.3346 | 0.1746 | 0.13 | 0.13 | 0.019984
|  |  | 19 | 0 | 0.019984 | 0.3346 | 0.1746 | 0.13 | 0.13 | 0.019984
|  |  | 20 | 0 | 0.0094489 | 0.3346 | 0.1746 | 0.13 | 0.13 | 0.0094489
|  |  | 21 | 0 | 0.0094489 | 0.3346 | 0.1746 | 0.13 | 0.13 | 0.0094489
|  |  | 22 | 0 | 0.0094489 | 0.3346 | 0.1746 | 0.13 | 0.13 | 0.0094489
|  |  | 23 | 0 | 0.0094489 | 0.3346 | 0.1746 | 0.13 | 0.13 | 0.0094489
|  |  | 24 | 0 | 0.0094489 | 0.3346 | 0.1746 | 0.13 | 0.13 | 0.0094489
|  | 2 | 1 | 0 | 0.04564 | 0.3346 | 0.1746 | 0.13 | 0.13 | 0.04564
|  |  | 2 | 0 | 0.049256 | 0.3346 | 0.1746 | 0.13 | 0.13 | 0.049256
|  |  | 3 | 0 | 0.049256 | 0.3346 | 0.1746 | 0.13 | 0.13 | 0.049256
|  |  | 4 | 0 | 0.049256 | 0.3346 | 0.1746 | 0.13 | 0.13 | 0.049256
|  |  | 5 | 0 | 0.049256 | 0.3346 | 0.1746 | 0.13 | 0.13 | 0.049256
|  |  | 6 | 0 | 0.055283 | 0.3346 | 0.1746 | 0.13 | 0.13 | 0.055283
|  |  | 7 | 0 | 0.071844 | 0.3346 | 0.1746 | 0.13 | 0.13 | 0.071844
|  |  | 8 | 0 | 0.14463 | 0.3346 | 0.1746 | 0.13 | 0.13 | 0.14463
|  |  | 9 | 0.5852 | 0 | 0.3346 | 0.1746 | 0.13 | 0.13 | 0.19023
|  |  | 10 | 1.6966 | 0 | 0.3346 | 0.1746 | 0.13 | 0.13 | 0.23001
|  |  | 11 | 1.9184 | 0 | 0.3346 | 0.1746 | 0.13 | 0.13 | 0.23764
|  |  | 12 | 2.2611 | 0 | 0.3346 | 0.1746 | 0.13 | 0.13 | 0.20389
|  |  | 13 | 2.3065 | 0 | 0.3346 | 0.1746 | 0.13 | 0.13 | 0.16251
|  |  | 14 | 2.0587 | 0 | 0.3346 | 0.1746 | 0.13 | 0.13 | 0.19023
|  |  | 15 | 1.458 | 0 | 0.3346 | 0.1746 | 0.13 | 0.13 | 0.23764
|  |  | 16 | 0.71227 | 0 | 0.3346 | 0.1746 | 0.13 | 0.13 | 0.20992
|  |  | 17 | 0 | 0.18622 | 0.3346 | 0.1746 | 0.13 | 0.13 | 0.18622
|  |  | 18 | 0 | 0.14062 | 0.3346 | 0.1746 | 0.13 | 0.13 | 0.14062
|  |  | 19 | 0 | 0.065818 | 0.3346 | 0.1746 | 0.13 | 0.13 | 0.065818
|  |  | 20 | 0 | 0.055283 | 0.3346 | 0.1746 | 0.13 | 0.13 | 0.055283
|  |  | 21 | 0 | 0.055283 | 0.3346 | 0.1746 | 0.13 | 0.13 | 0.055283
|  |  | 22 | 0 | 0.055283 | 0.3346 | 0.1746 | 0.13 | 0.13 | 0.055283
|  |  | 23 | 0 | 0.049256 | 0.3346 | 0.1746 | 0.13 | 0.13 | 0.049256
|  |  | 24 | 0 | 0.049256 | 0.3346 | 0.1746 | 0.13 | 0.13 | 0.049256
|  | 3 | 1 | 0 | 0.0094489 | 0.3346 | 0.1746 | 0.13 | 0.13 | 0.0094489
|  |  | 2 | 0 | 0.0094489 | 0.3346 | 0.1746 | 0.13 | 0.13 | 0.0094489
|  |  | 3 | 0 | 0.0094489 | 0.3346 | 0.1746 | 0.13 | 0.13 | 0.0094489
|  |  | 4 | 0 | 0.0094489 | 0.3346 | 0.1746 | 0.13 | 0.13 | 0.0094489
|  |  | 5 | 0 | 0.0094489 | 0.3346 | 0.1746 | 0.13 | 0.13 | 0.0094489
|  |  | 6 | 0 | 0.0094489 | 0.3346 | 0.1746 | 0.13 | 0.13 | 0.0094489
|  |  | 7 | 0 | 0.019984 | 0.3346 | 0.1746 | 0.13 | 0.13 | 0.019984
|  |  | 8 | 0 | 0.019984 | 0.3346 | 0.1746 | 0.13 | 0.13 | 0.019984
|  |  | 9 | 0.42795 | 0 | 0.3346 | 0.1746 | 0.13 | 0.13 | 0.019984
|  |  | 10 | 0.86981 | 0 | 0.3346 | 0.1746 | 0.13 | 0.13 | 0.019984
|  |  | 11 | 0.75386 | 0 | 0.3346 | 0.1746 | 0.13 | 0.13 | 0.019984
|  |  | 12 | 0.80065 | 0 | 0.3346 | 0.1746 | 0.13 | 0.13 | 0.019984
|  |  | 13 | 1.3403 | 0 | 0.3346 | 0.1746 | 0.13 | 0.13 | 0.019984
|  |  | 14 | 0.94217 | 0 | 0.3346 | 0.1746 | 0.13 | 0.13 | 0.019984
|  |  | 15 | 0.60756 | 0 | 0.3346 | 0.1746 | 0.13 | 0.13 | 0.019984
|  |  | 16 | 0.32966 | 0 | 0.3346 | 0.1746 | 0.13 | 0.13 | 0.019984
|  |  | 17 | 0 | 0.019984 | 0.3346 | 0.1746 | 0.13 | 0.13 | 0.019984
|  |  | 18 | 0 | 0.019984 | 0.3346 | 0.1746 | 0.13 | 0.13 | 0.019984
|  |  | 19 | 0 | 0.019984 | 0.3346 | 0.1746 | 0.13 | 0.13 | 0.019984
|  |  | 20 | 0 | 0.0094489 | 0.3346 | 0.1746 | 0.13 | 0.13 | 0.0094489
|  |  | 21 | 0 | 0.0094489 | 0.3346 | 0.1746 | 0.13 | 0.13 | 0.0094489
|  |  | 22 | 0 | 0.0094489 | 0.3346 | 0.1746 | 0.13 | 0.13 | 0.0094489
|  |  | 23 | 0 | 0.0094489 | 0.3346 | 0.1746 | 0.13 | 0.13 | 0.0094489
|  |  | 24 | 0 | 0.0094489 | 0.3346 | 0.1746 | 0.13 | 0.13 | 0.0094489
|  | 4 | 1 | 0 | 0.0094489 | 0.3346 | 0.1746 | 0.13 | 0.13 | 0.0094489
|  |  | 2 | 0 | 0.0094489 | 0.3346 | 0.1746 | 0.13 | 0.13 | 0.0094489
|  |  | 3 | 0 | 0.0094489 | 0.3346 | 0.1746 | 0.13 | 0.13 | 0.0094489
|  |  | 4 | 0 | 0.0094489 | 0.3346 | 0.1746 | 0.13 | 0.13 | 0.0094489
|  |  | 5 | 0 | 0.0094489 | 0.3346 | 0.1746 | 0.13 | 0.13 | 0.0094489
|  |  | 6 | 0 | 0.0094489 | 0.3346 | 0.1746 | 0.13 | 0.13 | 0.0094489
|  |  | 7 | 0.39216 | 0 | 0.3346 | 0.1746 | 0.13 | 0.13 | 0.019984
|  |  | 8 | 1.3815 | 0 | 0.3346 | 0.1746 | 0.13 | 0.13 | 0.019984
|  |  | 9 | 0.92013 | 0 | 0.3346 | 0.1746 | 0.13 | 0.13 | 0.019984
|  |  | 10 | 2.2594 | 0 | 0.3346 | 0.1746 | 0.13 | 0.13 | 0.019984
|  |  | 11 | 1.6755 | 0 | 0.3346 | 0.1746 | 0.13 | 0.13 | 0.019984
|  |  | 12 | 1.9185 | 0 | 0.3346 | 0.1746 | 0.13 | 0.13 | 0.019984
|  |  | 13 | 1.7594 | 0 | 0.3346 | 0.1746 | 0.13 | 0.13 | 0.019984
|  |  | 14 | 0.84813 | 0 | 0.3346 | 0.1746 | 0.13 | 0.13 | 0.019984
|  |  | 15 | 0.94484 | 0 | 0.3346 | 0.1746 | 0.13 | 0.13 | 0.019984
|  |  | 16 | 1.1747 | 0 | 0.3346 | 0.1746 | 0.13 | 0.13 | 0.019984
|  |  | 17 | 0.77526 | 0 | 0.3346 | 0.1746 | 0.13 | 0.13 | 0.019984
|  |  | 18 | 0.043458 | 0 | 0.3346 | 0.1746 | 0.13 | 0.13 | 0.019984
|  |  | 19 | 0 | 0.019984 | 0.3346 | 0.1746 | 0.13 | 0.13 | 0.019984
|  |  | 20 | 0 | 0.0094489 | 0.3346 | 0.1746 | 0.13 | 0.13 | 0.0094489
|  |  | 21 | 0 | 0.0094489 | 0.3346 | 0.1746 | 0.13 | 0.13 | 0.0094489
|  |  | 22 | 0 | 0.0094489 | 0.3346 | 0.1746 | 0.13 | 0.13 | 0.0094489
|  |  | 23 | 0 | 0.0094489 | 0.3346 | 0.1746 | 0.13 | 0.13 | 0.0094489
|  |  | 24 | 0 | 0.0094489 | 0.3346 | 0.1746 | 0.13 | 0.13 | 0.0094489
|  | 5 | 1 | 0 | 0.04564 | 0.3346 | 0.1746 | 0.13 | 0.13 | 0.04564
|  |  | 2 | 0 | 0.049256 | 0.3346 | 0.1746 | 0.13 | 0.13 | 0.049256
|  |  | 3 | 0 | 0.049256 | 0.3346 | 0.1746 | 0.13 | 0.13 | 0.049256
|  |  | 4 | 0 | 0.049256 | 0.3346 | 0.1746 | 0.13 | 0.13 | 0.049256
|  |  | 5 | 0 | 0.049256 | 0.3346 | 0.1746 | 0.13 | 0.13 | 0.049256
|  |  | 6 | 0 | 0.055283 | 0.3346 | 0.1746 | 0.13 | 0.13 | 0.055283
|  |  | 7 | 0 | 0.071844 | 0.3346 | 0.1746 | 0.13 | 0.13 | 0.071844
|  |  | 8 | 0.25481 | 0 | 0.3346 | 0.1746 | 0.13 | 0.13 | 0.14463
|  |  | 9 | 0.78876 | 0 | 0.3346 | 0.1746 | 0.13 | 0.13 | 0.19023
|  |  | 10 | 0.27964 | 0 | 0.3346 | 0.1746 | 0.13 | 0.13 | 0.23001
|  |  | 11 | 1.6727 | 0 | 0.3346 | 0.1746 | 0.13 | 0.13 | 0.23764
|  |  | 12 | 1.2685 | 0 | 0.3346 | 0.1746 | 0.13 | 0.13 | 0.20389
|  |  | 13 | 1.657 | 0 | 0.3346 | 0.1746 | 0.13 | 0.13 | 0.16251
|  |  | 14 | 1.36 | 0 | 0.3346 | 0.1746 | 0.13 | 0.13 | 0.19023
|  |  | 15 | 0.36158 | 0 | 0.3346 | 0.1746 | 0.13 | 0.13 | 0.23764
|  |  | 16 | 0.62649 | 0 | 0.3346 | 0.1746 | 0.13 | 0.13 | 0.20992
|  |  | 17 | 0 | 0.18622 | 0.3346 | 0.1746 | 0.13 | 0.13 | 0.18622
|  |  | 18 | 0 | 0.14062 | 0.3346 | 0.1746 | 0.13 | 0.13 | 0.14062
|  |  | 19 | 0 | 0.065818 | 0.3346 | 0.1746 | 0.13 | 0.13 | 0.065818
|  |  | 20 | 0 | 0.055283 | 0.3346 | 0.1746 | 0.13 | 0.13 | 0.055283
|  |  | 21 | 0 | 0.055283 | 0.3346 | 0.1746 | 0.13 | 0.13 | 0.055283
|  |  | 22 | 0 | 0.055283 | 0.3346 | 0.1746 | 0.13 | 0.13 | 0.055283
|  |  | 23 | 0 | 0.049256 | 0.3346 | 0.1746 | 0.13 | 0.13 | 0.049256
|  |  | 24 | 0 | 0.049256 | 0.3346 | 0.1746 | 0.13 | 0.13 | 0.049256
|  | 6 | 1 | 0 | 0.0094489 | 0.3346 | 0.1746 | 0.13 | 0.13 | 0.0094489
|  |  | 2 | 0 | 0.0094489 | 0.3346 | 0.1746 | 0.13 | 0.13 | 0.0094489
|  |  | 3 | 0 | 0.0094489 | 0.3346 | 0.1746 | 0.13 | 0.13 | 0.0094489
|  |  | 4 | 0 | 0.0094489 | 0.3346 | 0.1746 | 0.13 | 0.13 | 0.0094489
|  |  | 5 | 0 | 0.0094489 | 0.3346 | 0.1746 | 0.13 | 0.13 | 0.0094489
|  |  | 6 | 0.23758 | 0 | 0.3346 | 0.1746 | 0.13 | 0.13 | 0.0094489
|  |  | 7 | 1.5549 | 0 | 0.3346 | 0.1746 | 0.13 | 0.13 | 0.019984
|  |  | 8 | 3.3687 | 0 | 0.3346 | 0.1746 | 0.13 | 0.13 | 0.019984
|  |  | 9 | 4.6172 | 0 | 0.3346 | 0.1746 | 0.13 | 0.13 | 0.019984
|  |  | 10 | 5.137 | 0 | 0.3346 | 0.1746 | 0.13 | 0.13 | 0.019984
|  |  | 11 | 5 | 0 | 0.3346 | 0.1746 | 0.13 | 0.13 | 0.019984
|  |  | 12 | 4.6932 | 0 | 0.3346 | 0.1746 | 0.13 | 0.13 | 0.019984
|  |  | 13 | 4.7541 | 0 | 0.3346 | 0.1746 | 0.13 | 0.13 | 0.019984
|  |  | 14 | 5.2908 | 0 | 0.3346 | 0.1746 | 0.13 | 0.13 | 0.019984
|  |  | 15 | 1.9668 | 0 | 0.3346 | 0.1746 | 0.13 | 0.13 | 0.019984
|  |  | 16 | 2.205 | 0 | 0.3346 | 0.1746 | 0.13 | 0.13 | 0.019984
|  |  | 17 | 2.7749 | 0 | 0.3346 | 0.1746 | 0.13 | 0.13 | 0.019984
|  |  | 18 | 2.4541 | 0 | 0.3346 | 0.1746 | 0.13 | 0.13 | 0.019984
|  |  | 19 | 1.0034 | 0 | 0.3346 | 0.1746 | 0.13 | 0.13 | 0.019984
|  |  | 20 | 0 | 0.0094489 | 0.3346 | 0.1746 | 0.13 | 0.13 | 0.0094489
|  |  | 21 | 0 | 0.0094489 | 0.3346 | 0.1746 | 0.13 | 0.13 | 0.0094489
|  |  | 22 | 0 | 0.0094489 | 0.3346 | 0.1746 | 0.13 | 0.13 | 0.0094489
|  |  | 23 | 0 | 0.0094489 | 0.3346 | 0.1746 | 0.13 | 0.13 | 0.0094489
|  |  | 24 | 0 | 0.0094489 | 0.3346 | 0.1746 | 0.13 | 0.13 | 0.0094489
|  | 7 | 1 | 0 | 0.04564 | 0.3346 | 0.1746 | 0.13 | 0.13 | 0.04564
|  |  | 2 | 0 | 0.049256 | 0.3346 | 0.1746 | 0.13 | 0.13 | 0.049256
|  |  | 3 | 0 | 0.049256 | 0.3346 | 0.1746 | 0.13 | 0.13 | 0.049256
|  |  | 4 | 0 | 0.049256 | 0.3346 | 0.1746 | 0.13 | 0.13 | 0.049256
|  |  | 5 | 0 | 0.049256 | 0.3346 | 0.1746 | 0.13 | 0.13 | 0.049256
|  |  | 6 | 0 | 0.055283 | 0.3346 | 0.1746 | 0.13 | 0.13 | 0.055283
|  |  | 7 | 1.1843 | 0 | 0.3346 | 0.1746 | 0.13 | 0.13 | 0.071844
|  |  | 8 | 2.7225 | 0 | 0.3346 | 0.1746 | 0.13 | 0.13 | 0.14463
|  |  | 9 | 4.0255 | 0 | 0.3346 | 0.1746 | 0.13 | 0.13 | 0.19023
|  |  | 10 | 5.0248 | 0 | 0.3346 | 0.1746 | 0.13 | 0.13 | 0.23001
|  |  | 11 | 5.6039 | 0 | 0.3346 | 0.1746 | 0.13 | 0.13 | 0.23764
|  |  | 12 | 5.9945 | 0 | 0.3346 | 0.1746 | 0.13 | 0.13 | 0.20389
|  |  | 13 | 5.9185 | 0 | 0.3346 | 0.1746 | 0.13 | 0.13 | 0.16251
|  |  | 14 | 5.5627 | 0 | 0.3346 | 0.1746 | 0.13 | 0.13 | 0.19023
|  |  | 15 | 4.8235 | 0 | 0.3346 | 0.1746 | 0.13 | 0.13 | 0.23764
|  |  | 16 | 3.7707 | 0 | 0.3346 | 0.1746 | 0.13 | 0.13 | 0.20992
|  |  | 17 | 2.4266 | 0 | 0.3346 | 0.1746 | 0.13 | 0.13 | 0.18622
|  |  | 18 | 0.87103 | 0 | 0.3346 | 0.1746 | 0.13 | 0.13 | 0.14062
|  |  | 19 | 0 | 0.065818 | 0.3346 | 0.1746 | 0.13 | 0.13 | 0.065818
|  |  | 20 | 0 | 0.055283 | 0.3346 | 0.1746 | 0.13 | 0.13 | 0.055283
|  |  | 21 | 0 | 0.055283 | 0.3346 | 0.1746 | 0.13 | 0.13 | 0.055283
|  |  | 22 | 0 | 0.055283 | 0.3346 | 0.1746 | 0.13 | 0.13 | 0.055283
|  |  | 23 | 0 | 0.049256 | 0.3346 | 0.1746 | 0.13 | 0.13 | 0.049256
|  |  | 24 | 0 | 0.049256 | 0.3346 | 0.1746 | 0.13 | 0.13 | 0.049256
|  | 8 | 1 | 0 | 0.04564 | 0.3346 | 0.1746 | 0.13 | 0.13 | 0.04564
|  |  | 2 | 0 | 0.049256 | 0.3346 | 0.1746 | 0.13 | 0.13 | 0.049256
|  |  | 3 | 0 | 0.049256 | 0.3346 | 0.1746 | 0.13 | 0.13 | 0.049256
|  |  | 4 | 0 | 0.049256 | 0.3346 | 0.1746 | 0.13 | 0.13 | 0.049256
|  |  | 5 | 0 | 0.049256 | 0.3346 | 0.1746 | 0.13 | 0.13 | 0.049256
|  |  | 6 | 0.44861 | 0 | 0.3346 | 0.1746 | 0.13 | 0.13 | 0.055283
|  |  | 7 | 1.7692 | 0 | 0.3346 | 0.1746 | 0.13 | 0.13 | 0.071844
|  |  | 8 | 3.0919 | 0 | 0.3346 | 0.1746 | 0.13 | 0.13 | 0.14463
|  |  | 9 | 4.3044 | 0 | 0.3346 | 0.1746 | 0.13 | 0.13 | 0.19023
|  |  | 10 | 5.2211 | 0 | 0.3346 | 0.1746 | 0.13 | 0.13 | 0.23001
|  |  | 11 | 5.1761 | 0 | 0.3346 | 0.1746 | 0.13 | 0.13 | 0.23764
|  |  | 12 | 5.2277 | 0 | 0.3346 | 0.1746 | 0.13 | 0.13 | 0.20389
|  |  | 13 | 1.7347 | 0 | 0.3346 | 0.1746 | 0.13 | 0.13 | 0.16251
|  |  | 14 | 5.2859 | 0 | 0.3346 | 0.1746 | 0.13 | 0.13 | 0.19023
|  |  | 15 | 3.1581 | 0 | 0.3346 | 0.1746 | 0.13 | 0.13 | 0.23764
|  |  | 16 | 2.7396 | 0 | 0.3346 | 0.1746 | 0.13 | 0.13 | 0.20992
|  |  | 17 | 1.9189 | 0 | 0.3346 | 0.1746 | 0.13 | 0.13 | 0.18622
|  |  | 18 | 1.0577 | 0 | 0.3346 | 0.1746 | 0.13 | 0.13 | 0.14062
|  |  | 19 | 0.29182 | 0 | 0.3346 | 0.1746 | 0.13 | 0.13 | 0.065818
|  |  | 20 | 0 | 0.055283 | 0.3346 | 0.1746 | 0.13 | 0.13 | 0.055283
|  |  | 21 | 0 | 0.055283 | 0.3346 | 0.1746 | 0.13 | 0.13 | 0.055283
|  |  | 22 | 0 | 0.055283 | 0.3346 | 0.1746 | 0.13 | 0.13 | 0.055283
|  |  | 23 | 0 | 0.049256 | 0.3346 | 0.1746 | 0.13 | 0.13 | 0.049256
|  |  | 24 | 0 | 0.049256 | 0.3346 | 0.1746 | 0.13 | 0.13 | 0.049256
|  | 9 | 1 | 0 | 0.04564 | 0.3346 | 0.1746 | 0.13 | 0.13 | 0.04564
|  |  | 2 | 0 | 0.049256 | 0.3346 | 0.1746 | 0.13 | 0.13 | 0.049256
|  |  | 3 | 0 | 0.049256 | 0.3346 | 0.1746 | 0.13 | 0.13 | 0.049256
|  |  | 4 | 0 | 0.049256 | 0.3346 | 0.1746 | 0.13 | 0.13 | 0.049256
|  |  | 5 | 0 | 0.049256 | 0.3346 | 0.1746 | 0.13 | 0.13 | 0.049256
|  |  | 6 | 0.17073 | 0 | 0.3346 | 0.1746 | 0.13 | 0.13 | 0.055283
|  |  | 7 | 1.1477 | 0 | 0.3346 | 0.1746 | 0.13 | 0.13 | 0.071844
|  |  | 8 | 2.2983 | 0 | 0.3346 | 0.1746 | 0.13 | 0.13 | 0.14463
|  |  | 9 | 1.7123 | 0 | 0.3346 | 0.1746 | 0.13 | 0.13 | 0.19023
|  |  | 10 | 2.2961 | 0 | 0.3346 | 0.1746 | 0.13 | 0.13 | 0.23001
|  |  | 11 | 3.8386 | 0 | 0.3346 | 0.1746 | 0.13 | 0.13 | 0.23764
|  |  | 12 | 3.6047 | 0 | 0.3346 | 0.1746 | 0.13 | 0.13 | 0.20389
|  |  | 13 | 5.1283 | 0 | 0.3346 | 0.1746 | 0.13 | 0.13 | 0.16251
|  |  | 14 | 5.2881 | 0 | 0.3346 | 0.1746 | 0.13 | 0.13 | 0.19023
|  |  | 15 | 3.9301 | 0 | 0.3346 | 0.1746 | 0.13 | 0.13 | 0.23764
|  |  | 16 | 3.4855 | 0 | 0.3346 | 0.1746 | 0.13 | 0.13 | 0.20992
|  |  | 17 | 2.6428 | 0 | 0.3346 | 0.1746 | 0.13 | 0.13 | 0.18622
|  |  | 18 | 1.3754 | 0 | 0.3346 | 0.1746 | 0.13 | 0.13 | 0.14062
|  |  | 19 | 0.40369 | 0 | 0.3346 | 0.1746 | 0.13 | 0.13 | 0.065818
|  |  | 20 | 0 | 0.055283 | 0.3346 | 0.1746 | 0.13 | 0.13 | 0.055283
|  |  | 21 | 0 | 0.055283 | 0.3346 | 0.1746 | 0.13 | 0.13 | 0.055283
|  |  | 22 | 0 | 0.055283 | 0.3346 | 0.1746 | 0.13 | 0.13 | 0.055283
|  |  | 23 | 0 | 0.049256 | 0.3346 | 0.1746 | 0.13 | 0.13 | 0.049256
|  |  | 24 | 0 | 0.049256 | 0.3346 | 0.1746 | 0.13 | 0.13 | 0.049256
|  | 10 | 1 | 0 | 0.04564 | 0.3346 | 0.1746 | 0.13 | 0.13 | 0.04564
|  |  | 2 | 0 | 0.049256 | 0.3346 | 0.1746 | 0.13 | 0.13 | 0.049256
|  |  | 3 | 0 | 0.049256 | 0.3346 | 0.1746 | 0.13 | 0.13 | 0.049256
|  |  | 4 | 0 | 0.049256 | 0.3346 | 0.1746 | 0.13 | 0.13 | 0.049256
|  |  | 5 | 0 | 0.049256 | 0.3346 | 0.1746 | 0.13 | 0.13 | 0.049256
|  |  | 6 | 0.67724 | 0 | 0.3346 | 0.1746 | 0.13 | 0.13 | 0.055283
|  |  | 7 | 2.0095 | 0 | 0.3346 | 0.1746 | 0.13 | 0.13 | 0.071844
|  |  | 8 | 3.3783 | 0 | 0.3346 | 0.1746 | 0.13 | 0.13 | 0.14463
|  |  | 9 | 3.7456 | 0 | 0.3346 | 0.1746 | 0.13 | 0.13 | 0.19023
|  |  | 10 | 5.3668 | 0 | 0.3346 | 0.1746 | 0.13 | 0.13 | 0.23001
|  |  | 11 | 5.9734 | 0 | 0.3346 | 0.1746 | 0.13 | 0.13 | 0.23764
|  |  | 12 | 6.4418 | 0 | 0.3346 | 0.1746 | 0.13 | 0.13 | 0.20389
|  |  | 13 | 6.6012 | 0 | 0.3346 | 0.1746 | 0.13 | 0.13 | 0.16251
|  |  | 14 | 6.2369 | 0 | 0.3346 | 0.1746 | 0.13 | 0.13 | 0.19023
|  |  | 15 | 5.5859 | 0 | 0.3346 | 0.1746 | 0.13 | 0.13 | 0.23764
|  |  | 16 | 4.8315 | 0 | 0.3346 | 0.1746 | 0.13 | 0.13 | 0.20992
|  |  | 17 | 2.7805 | 0 | 0.3346 | 0.1746 | 0.13 | 0.13 | 0.18622
|  |  | 18 | 2.4681 | 0 | 0.3346 | 0.1746 | 0.13 | 0.13 | 0.14062
|  |  | 19 | 0.73026 | 0 | 0.3346 | 0.1746 | 0.13 | 0.13 | 0.065818
|  |  | 20 | 0 | 0.055283 | 0.3346 | 0.1746 | 0.13 | 0.13 | 0.055283
|  |  | 21 | 0 | 0.055283 | 0.3346 | 0.1746 | 0.13 | 0.13 | 0.055283
|  |  | 22 | 0 | 0.055283 | 0.3346 | 0.1746 | 0.13 | 0.13 | 0.055283
|  |  | 23 | 0 | 0.049256 | 0.3346 | 0.1746 | 0.13 | 0.13 | 0.049256
|  |  | 24 | 0 | 0.049256 | 0.3346 | 0.1746 | 0.13 | 0.13 | 0.049256
|  | 11 | 1 | 0 | 0.23764 | 0 | 0 | 0 | 0 | 0.23764
|  | 12 | 1 | 0 | 0 | 0 | 0 | 0 | 0 | 0.23764
| Network | 1 | 1 | 0 | 0.009449 | 0.3346 | 0.1746 | 0.13 | 0.13 | 0.0094489
|  |  | 2 | 0 | 0.009449 | 0.3346 | 0.1746 | 0.13 | 0.13 | 0.0094489
|  |  | 3 | 0 | 0.009449 | 0.3346 | 0.1746 | 0.13 | 0.13 | 0.0094489
|  |  | 4 | 0 | 0.009449 | 0.3346 | 0.1746 | 0.13 | 0.13 | 0.0094489
|  |  | 5 | 0 | 0.009449 | 0.3346 | 0.1746 | 0.13 | 0.13 | 0.0094489
|  |  | 6 | 0 | 0.009449 | 0.3346 | 0.1746 | 0.13 | 0.13 | 0.0094489
|  |  | 7 | 0 | 0.019984 | 0.3346 | 0.1746 | 0.13 | 0.13 | 0.019984
|  |  | 8 | 0 | 0.019984 | 0.3346 | 0.1746 | 0.13 | 0.13 | 0.019984
|  |  | 9 | 0.90555 | 0 | 0.3346 | 0.1746 | 0.13 | 0.13 | 0.019984
|  |  | 10 | 1.6475 | 0 | 0.3346 | 0.1746 | 0.13 | 0.13 | 0.019984
|  |  | 11 | 1.2769 | 0 | 0.3346 | 0.1746 | 0.13 | 0.13 | 0.019984
|  |  | 12 | 1.7351 | 0 | 0.3346 | 0.1746 | 0.13 | 0.13 | 0.019984
|  |  | 13 | 1.2775 | 0 | 0.3346 | 0.1746 | 0.13 | 0.13 | 0.019984
|  |  | 14 | 1.1007 | 0 | 0.3346 | 0.1746 | 0.13 | 0.13 | 0.019984
|  |  | 15 | 0.62137 | 0 | 0.3346 | 0.1746 | 0.13 | 0.13 | 0.019984
|  |  | 16 | 0.47481 | 0 | 0.3346 | 0.1746 | 0.13 | 0.13 | 0.019984
|  |  | 17 | 0.09289 | 0 | 0.3346 | 0.1746 | 0.13 | 0.13 | 0.019984
|  |  | 18 | 0 | 0.019984 | 0.3346 | 0.1746 | 0.13 | 0.13 | 0.019984
|  |  | 19 | 0 | 0.019984 | 0.3346 | 0.1746 | 0.13 | 0.13 | 0.019984
|  |  | 20 | 0 | 0.009449 | 0.3346 | 0.1746 | 0.13 | 0.13 | 0.0094489
|  |  | 21 | 0 | 0.009449 | 0.3346 | 0.1746 | 0.13 | 0.13 | 0.0094489
|  |  | 22 | 0 | 0.009449 | 0.3346 | 0.1746 | 0.13 | 0.13 | 0.0094489
|  |  | 23 | 0 | 0.009449 | 0.3346 | 0.1746 | 0.13 | 0.13 | 0.0094489
|  |  | 24 | 0 | 0.009449 | 0.3346 | 0.1746 | 0.13 | 0.13 | 0.0094489
|  | 2 | 1 | 0 | 0.04564 | 0.3346 | 0.1746 | 0.13 | 0.13 | 0.04564
|  |  | 2 | 0 | 0.049256 | 0.3346 | 0.1746 | 0.13 | 0.13 | 0.049256
|  |  | 3 | 0 | 0.049256 | 0.3346 | 0.1746 | 0.13 | 0.13 | 0.049256
|  |  | 4 | 0 | 0.049256 | 0.3346 | 0.1746 | 0.13 | 0.13 | 0.049256
|  |  | 5 | 0 | 0.049256 | 0.3346 | 0.1746 | 0.13 | 0.13 | 0.049256
|  |  | 6 | 0 | 0.055283 | 0.3346 | 0.1746 | 0.13 | 0.13 | 0.055283
|  |  | 7 | 0 | 0.071844 | 0.3346 | 0.1746 | 0.13 | 0.13 | 0.071844
|  |  | 8 | 0 | 0.14463 | 0.3346 | 0.1746 | 0.13 | 0.13 | 0.14463
|  |  | 9 | 0.5852 | 0 | 0.3346 | 0.1746 | 0.13 | 0.13 | 0.19023
|  |  | 10 | 1.6966 | 0 | 0.3346 | 0.1746 | 0.13 | 0.13 | 0.23001
|  |  | 11 | 1.9184 | 0 | 0.3346 | 0.1746 | 0.13 | 0.13 | 0.23764
|  |  | 12 | 2.2611 | 0 | 0.3346 | 0.1746 | 0.13 | 0.13 | 0.20389
|  |  | 13 | 2.3065 | 0 | 0.3346 | 0.1746 | 0.13 | 0.13 | 0.16251
|  |  | 14 | 2.0587 | 0 | 0.3346 | 0.1746 | 0.13 | 0.13 | 0.19023
|  |  | 15 | 1.458 | 0 | 0.3346 | 0.1746 | 0.13 | 0.13 | 0.23764
|  |  | 16 | 0.71227 | 0 | 0.3346 | 0.1746 | 0.13 | 0.13 | 0.20992
|  |  | 17 | 0 | 0.18622 | 0.3346 | 0.1746 | 0.13 | 0.13 | 0.18622
|  |  | 18 | 0 | 0.14062 | 0.3346 | 0.1746 | 0.13 | 0.13 | 0.14062
|  |  | 19 | 0 | 0.065818 | 0.3346 | 0.1746 | 0.13 | 0.13 | 0.065818
|  |  | 20 | 0 | 0.055283 | 0.3346 | 0.1746 | 0.13 | 0.13 | 0.055283
|  |  | 21 | 0 | 0.055283 | 0.3346 | 0.1746 | 0.13 | 0.13 | 0.055283
|  |  | 22 | 0 | 0.055283 | 0.3346 | 0.1746 | 0.13 | 0.13 | 0.055283
|  |  | 23 | 0 | 0.049256 | 0.3346 | 0.1746 | 0.13 | 0.13 | 0.049256
|  |  | 24 | 0 | 0.049256 | 0.3346 | 0.1746 | 0.13 | 0.13 | 0.049256
|  | 3 | 1 | 0 | 0.009449 | 0.3346 | 0.1746 | 0.13 | 0.13 | 0.0094489
|  |  | 2 | 0 | 0.009449 | 0.3346 | 0.1746 | 0.13 | 0.13 | 0.0094489
|  |  | 3 | 0 | 0.009449 | 0.3346 | 0.1746 | 0.13 | 0.13 | 0.0094489
|  |  | 4 | 0 | 0.009449 | 0.3346 | 0.1746 | 0.13 | 0.13 | 0.0094489
|  |  | 5 | 0 | 0.009449 | 0.3346 | 0.1746 | 0.13 | 0.13 | 0.0094489
|  |  | 6 | 0 | 0.009449 | 0.3346 | 0.1746 | 0.13 | 0.13 | 0.0094489
|  |  | 7 | 0 | 0.019984 | 0.3346 | 0.1746 | 0.13 | 0.13 | 0.019984
|  |  | 8 | 0 | 0.019984 | 0.3346 | 0.1746 | 0.13 | 0.13 | 0.019984
|  |  | 9 | 0.42795 | 0 | 0.3346 | 0.1746 | 0.13 | 0.13 | 0.019984
|  |  | 10 | 0.86981 | 0 | 0.3346 | 0.1746 | 0.13 | 0.13 | 0.019984
|  |  | 11 | 0.75386 | 0 | 0.3346 | 0.1746 | 0.13 | 0.13 | 0.019984
|  |  | 12 | 0.80065 | 0 | 0.3346 | 0.1746 | 0.13 | 0.13 | 0.019984
|  |  | 13 | 1.3403 | 0 | 0.3346 | 0.1746 | 0.13 | 0.13 | 0.019984
|  |  | 14 | 0.94217 | 0 | 0.3346 | 0.1746 | 0.13 | 0.13 | 0.019984
|  |  | 15 | 0.60756 | 0 | 0.3346 | 0.1746 | 0.13 | 0.13 | 0.019984
|  |  | 16 | 0.32966 | 0 | 0.3346 | 0.1746 | 0.13 | 0.13 | 0.019984
|  |  | 17 | 0 | 0.019984 | 0.3346 | 0.1746 | 0.13 | 0.13 | 0.019984
|  |  | 18 | 0 | 0.019984 | 0.3346 | 0.1746 | 0.13 | 0.13 | 0.019984
|  |  | 19 | 0 | 0.019984 | 0.3346 | 0.1746 | 0.13 | 0.13 | 0.019984
|  |  | 20 | 0 | 0.009449 | 0.3346 | 0.1746 | 0.13 | 0.13 | 0.0094489
|  |  | 21 | 0 | 0.009449 | 0.3346 | 0.1746 | 0.13 | 0.13 | 0.0094489
|  |  | 22 | 0 | 0.009449 | 0.3346 | 0.1746 | 0.13 | 0.13 | 0.0094489
|  |  | 23 | 0 | 0.009449 | 0.3346 | 0.1746 | 0.13 | 0.13 | 0.0094489
|  |  | 24 | 0 | 0.009449 | 0.3346 | 0.1746 | 0.13 | 0.13 | 0.0094489
|  | 4 | 1 | 0 | 0.009449 | 0.3346 | 0.1746 | 0.13 | 0.13 | 0.0094489
|  |  | 2 | 0 | 0.009449 | 0.3346 | 0.1746 | 0.13 | 0.13 | 0.0094489
|  |  | 3 | 0 | 0.009449 | 0.3346 | 0.1746 | 0.13 | 0.13 | 0.0094489
|  |  | 4 | 0 | 0.009449 | 0.3346 | 0.1746 | 0.13 | 0.13 | 0.0094489
|  |  | 5 | 0 | 0.009449 | 0.3346 | 0.1746 | 0.13 | 0.13 | 0.0094489
|  |  | 6 | 0 | 0.009449 | 0.3346 | 0.1746 | 0.13 | 0.13 | 0.0094489
|  |  | 7 | 0.39216 | 0 | 0.3346 | 0.1746 | 0.13 | 0.13 | 0.019984
|  |  | 8 | 1.3815 | 0 | 0.3346 | 0.1746 | 0.13 | 0.13 | 0.019984
|  |  | 9 | 0.92013 | 0 | 0.3346 | 0.1746 | 0.13 | 0.13 | 0.019984
|  |  | 10 | 2.2594 | 0 | 0.3346 | 0.1746 | 0.13 | 0.13 | 0.019984
|  |  | 11 | 1.6755 | 0 | 0.3346 | 0.1746 | 0.13 | 0.13 | 0.019984
|  |  | 12 | 1.9185 | 0 | 0.3346 | 0.1746 | 0.13 | 0.13 | 0.019984
|  |  | 13 | 1.7594 | 0 | 0.3346 | 0.1746 | 0.13 | 0.13 | 0.019984
|  |  | 14 | 0.84813 | 0 | 0.3346 | 0.1746 | 0.13 | 0.13 | 0.019984
|  |  | 15 | 0.94485 | 0 | 0.3346 | 0.1746 | 0.13 | 0.13 | 0.019984
|  |  | 16 | 1.1747 | 0 | 0.3346 | 0.1746 | 0.13 | 0.13 | 0.019984
|  |  | 17 | 0.77526 | 0 | 0.3346 | 0.1746 | 0.13 | 0.13 | 0.019984
|  |  | 18 | 0.043458 | 0 | 0.3346 | 0.1746 | 0.13 | 0.13 | 0.019984
|  |  | 19 | 0 | 0.019984 | 0.3346 | 0.1746 | 0.13 | 0.13 | 0.019984
|  |  | 20 | 0 | 0.009449 | 0.3346 | 0.1746 | 0.13 | 0.13 | 0.0094489
|  |  | 21 | 0 | 0.009449 | 0.3346 | 0.1746 | 0.13 | 0.13 | 0.0094489
|  |  | 22 | 0 | 0.009449 | 0.3346 | 0.1746 | 0.13 | 0.13 | 0.0094489
|  |  | 23 | 0 | 0.009449 | 0.3346 | 0.1746 | 0.13 | 0.13 | 0.0094489
|  |  | 24 | 0 | 0.009449 | 0.3346 | 0.1746 | 0.13 | 0.13 | 0.0094489
|  | 5 | 1 | 0 | 0.04564 | 0.3346 | 0.1746 | 0.13 | 0.13 | 0.04564
|  |  | 2 | 0 | 0.049256 | 0.3346 | 0.1746 | 0.13 | 0.13 | 0.049256
|  |  | 3 | 0 | 0.049256 | 0.3346 | 0.1746 | 0.13 | 0.13 | 0.049256
|  |  | 4 | 0 | 0.049256 | 0.3346 | 0.1746 | 0.13 | 0.13 | 0.049256
|  |  | 5 | 0 | 0.049256 | 0.3346 | 0.1746 | 0.13 | 0.13 | 0.049256
|  |  | 6 | 0 | 0.055283 | 0.3346 | 0.1746 | 0.13 | 0.13 | 0.055283
|  |  | 7 | 0 | 0.071844 | 0.3346 | 0.1746 | 0.13 | 0.13 | 0.071844
|  |  | 8 | 0.25481 | 0 | 0.3346 | 0.1746 | 0.13 | 0.13 | 0.14463
|  |  | 9 | 0.78876 | 0 | 0.3346 | 0.1746 | 0.13 | 0.13 | 0.19023
|  |  | 10 | 0.27964 | 0 | 0.3346 | 0.1746 | 0.13 | 0.13 | 0.23001
|  |  | 11 | 1.6727 | 0 | 0.3346 | 0.1746 | 0.13 | 0.13 | 0.23764
|  |  | 12 | 1.2685 | 0 | 0.3346 | 0.1746 | 0.13 | 0.13 | 0.20389
|  |  | 13 | 1.657 | 0 | 0.3346 | 0.1746 | 0.13 | 0.13 | 0.16251
|  |  | 14 | 1.36 | 0 | 0.3346 | 0.1746 | 0.13 | 0.13 | 0.19023
|  |  | 15 | 0.36158 | 0 | 0.3346 | 0.1746 | 0.13 | 0.13 | 0.23764
|  |  | 16 | 0.62649 | 0 | 0.3346 | 0.1746 | 0.13 | 0.13 | 0.20992
|  |  | 17 | 0 | 0.18622 | 0.3346 | 0.1746 | 0.13 | 0.13 | 0.18622
|  |  | 18 | 0 | 0.14062 | 0.3346 | 0.1746 | 0.13 | 0.13 | 0.14062
|  |  | 19 | 0 | 0.065818 | 0.3346 | 0.1746 | 0.13 | 0.13 | 0.065818
|  |  | 20 | 0 | 0.055283 | 0.3346 | 0.1746 | 0.13 | 0.13 | 0.055283
|  |  | 21 | 0 | 0.055283 | 0.3346 | 0.1746 | 0.13 | 0.13 | 0.055283
|  |  | 22 | 0 | 0.055283 | 0.3346 | 0.1746 | 0.13 | 0.13 | 0.055283
|  |  | 23 | 0 | 0.049256 | 0.3346 | 0.1746 | 0.13 | 0.13 | 0.049256
|  |  | 24 | 0 | 0.049256 | 0.3346 | 0.1746 | 0.13 | 0.13 | 0.049256
|  | 6 | 1 | 0 | 0.009449 | 0.3346 | 0.1746 | 0.13 | 0.13 | 0.0094489
|  |  | 2 | 0 | 0.009449 | 0.3346 | 0.1746 | 0.13 | 0.13 | 0.0094489
|  |  | 3 | 0 | 0.009449 | 0.3346 | 0.1746 | 0.13 | 0.13 | 0.0094489
|  |  | 4 | 0 | 0.009449 | 0.3346 | 0.1746 | 0.13 | 0.13 | 0.0094489
|  |  | 5 | 0 | 0.009449 | 0.3346 | 0.1746 | 0.13 | 0.13 | 0.0094489
|  |  | 6 | 0.23758 | 0 | 0.3346 | 0.1746 | 0.13 | 0.13 | 0.0094489
|  |  | 7 | 1.5549 | 0 | 0.3346 | 0.1746 | 0.13 | 0.13 | 0.019984
|  |  | 8 | 3.3687 | 0 | 0.3346 | 0.1746 | 0.13 | 0.13 | 0.019984
|  |  | 9 | 4.6172 | 0 | 0.3346 | 0.1746 | 0.13 | 0.13 | 0.019984
|  |  | 10 | 5.137 | 0 | 0.3346 | 0.1746 | 0.13 | 0.13 | 0.019984
|  |  | 11 | 5 | 0 | 0.3346 | 0.1746 | 0.13 | 0.13 | 0.019984
|  |  | 12 | 4.6932 | 0 | 0.3346 | 0.1746 | 0.13 | 0.13 | 0.019984
|  |  | 13 | 4.7541 | 0 | 0.3346 | 0.1746 | 0.13 | 0.13 | 0.019984
|  |  | 14 | 5.2908 | 0 | 0.3346 | 0.1746 | 0.13 | 0.13 | 0.019984
|  |  | 15 | 1.9668 | 0 | 0.3346 | 0.1746 | 0.13 | 0.13 | 0.019984
|  |  | 16 | 2.205 | 0 | 0.3346 | 0.1746 | 0.13 | 0.13 | 0.019984
|  |  | 17 | 2.7749 | 0 | 0.3346 | 0.1746 | 0.13 | 0.13 | 0.019984
|  |  | 18 | 2.4541 | 0 | 0.3346 | 0.1746 | 0.13 | 0.13 | 0.019984
|  |  | 19 | 1.0034 | 0 | 0.3346 | 0.1746 | 0.13 | 0.13 | 0.019984
|  |  | 20 | 0 | 0.009449 | 0.3346 | 0.1746 | 0.13 | 0.13 | 0.0094489
|  |  | 21 | 0 | 0.009449 | 0.3346 | 0.1746 | 0.13 | 0.13 | 0.0094489
|  |  | 22 | 0 | 0.009449 | 0.3346 | 0.1746 | 0.13 | 0.13 | 0.0094489
|  |  | 23 | 0 | 0.009449 | 0.3346 | 0.1746 | 0.13 | 0.13 | 0.0094489
|  |  | 24 | 0 | 0.009449 | 0.3346 | 0.1746 | 0.13 | 0.13 | 0.0094489
|  | 7 | 1 | 0 | 0.04564 | 0.3346 | 0.1746 | 0.13 | 0.13 | 0.04564
|  |  | 2 | 0 | 0.049256 | 0.3346 | 0.1746 | 0.13 | 0.13 | 0.049256
|  |  | 3 | 0 | 0.049256 | 0.3346 | 0.1746 | 0.13 | 0.13 | 0.049256
|  |  | 4 | 0 | 0.049256 | 0.3346 | 0.1746 | 0.13 | 0.13 | 0.049256
|  |  | 5 | 0 | 0.049256 | 0.3346 | 0.1746 | 0.13 | 0.13 | 0.049256
|  |  | 6 | 0 | 0.055283 | 0.3346 | 0.1746 | 0.13 | 0.13 | 0.055283
|  |  | 7 | 1.1843 | 0 | 0.3346 | 0.1746 | 0.13 | 0.13 | 0.071844
|  |  | 8 | 2.7225 | 0 | 0.3346 | 0.1746 | 0.13 | 0.13 | 0.14463
|  |  | 9 | 4.0255 | 0 | 0.3346 | 0.1746 | 0.13 | 0.13 | 0.19023
|  |  | 10 | 5.0248 | 0 | 0.3346 | 0.1746 | 0.13 | 0.13 | 0.23001
|  |  | 11 | 5.6039 | 0 | 0.3346 | 0.1746 | 0.13 | 0.13 | 0.23764
|  |  | 12 | 5.9945 | 0 | 0.3346 | 0.1746 | 0.13 | 0.13 | 0.20389
|  |  | 13 | 5.9185 | 0 | 0.3346 | 0.1746 | 0.13 | 0.13 | 0.16251
|  |  | 14 | 5.5627 | 0 | 0.3346 | 0.1746 | 0.13 | 0.13 | 0.19023
|  |  | 15 | 4.8235 | 0 | 0.3346 | 0.1746 | 0.13 | 0.13 | 0.23764
|  |  | 16 | 3.7707 | 0 | 0.3346 | 0.1746 | 0.13 | 0.13 | 0.20992
|  |  | 17 | 2.4266 | 0 | 0.3346 | 0.1746 | 0.13 | 0.13 | 0.18622
|  |  | 18 | 0.87103 | 0 | 0.3346 | 0.1746 | 0.13 | 0.13 | 0.14062
|  |  | 19 | 0 | 0.065818 | 0.3346 | 0.1746 | 0.13 | 0.13 | 0.065818
|  |  | 20 | 0 | 0.055283 | 0.3346 | 0.1746 | 0.13 | 0.13 | 0.055283
|  |  | 21 | 0 | 0.055283 | 0.3346 | 0.1746 | 0.13 | 0.13 | 0.055283
|  |  | 22 | 0 | 0.055283 | 0.3346 | 0.1746 | 0.13 | 0.13 | 0.055283
|  |  | 23 | 0 | 0.049256 | 0.3346 | 0.1746 | 0.13 | 0.13 | 0.049256
|  |  | 24 | 0 | 0.049256 | 0.3346 | 0.1746 | 0.13 | 0.13 | 0.049256
|  | 8 | 1 | 0 | 0.04564 | 0.3346 | 0.1746 | 0.13 | 0.13 | 0.04564
|  |  | 2 | 0 | 0.049256 | 0.3346 | 0.1746 | 0.13 | 0.13 | 0.049256
|  |  | 3 | 0 | 0.049256 | 0.3346 | 0.1746 | 0.13 | 0.13 | 0.049256
|  |  | 4 | 0 | 0.049256 | 0.3346 | 0.1746 | 0.13 | 0.13 | 0.049256
|  |  | 5 | 0 | 0.049256 | 0.3346 | 0.1746 | 0.13 | 0.13 | 0.049256
|  |  | 6 | 0.44861 | 0 | 0.3346 | 0.1746 | 0.13 | 0.13 | 0.055283
|  |  | 7 | 1.7692 | 0 | 0.3346 | 0.1746 | 0.13 | 0.13 | 0.071844
|  |  | 8 | 3.0919 | 0 | 0.3346 | 0.1746 | 0.13 | 0.13 | 0.14463
|  |  | 9 | 4.3044 | 0 | 0.3346 | 0.1746 | 0.13 | 0.13 | 0.19023
|  |  | 10 | 5.2211 | 0 | 0.3346 | 0.1746 | 0.13 | 0.13 | 0.23001
|  |  | 11 | 5.1761 | 0 | 0.3346 | 0.1746 | 0.13 | 0.13 | 0.23764
|  |  | 12 | 5.2277 | 0 | 0.3346 | 0.1746 | 0.13 | 0.13 | 0.20389
|  |  | 13 | 1.7347 | 0 | 0.3346 | 0.1746 | 0.13 | 0.13 | 0.16251
|  |  | 14 | 5.2859 | 0 | 0.3346 | 0.1746 | 0.13 | 0.13 | 0.19023
|  |  | 15 | 3.1581 | 0 | 0.3346 | 0.1746 | 0.13 | 0.13 | 0.23764
|  |  | 16 | 2.7396 | 0 | 0.3346 | 0.1746 | 0.13 | 0.13 | 0.20992
|  |  | 17 | 1.9189 | 0 | 0.3346 | 0.1746 | 0.13 | 0.13 | 0.18622
|  |  | 18 | 1.0577 | 0 | 0.3346 | 0.1746 | 0.13 | 0.13 | 0.14062
|  |  | 19 | 0.29182 | 0 | 0.3346 | 0.1746 | 0.13 | 0.13 | 0.065818
|  |  | 20 | 0 | 0.055283 | 0.3346 | 0.1746 | 0.13 | 0.13 | 0.055283
|  |  | 21 | 0 | 0.055283 | 0.3346 | 0.1746 | 0.13 | 0.13 | 0.055283
|  |  | 22 | 0 | 0.055283 | 0.3346 | 0.1746 | 0.13 | 0.13 | 0.055283
|  |  | 23 | 0 | 0.049256 | 0.3346 | 0.1746 | 0.13 | 0.13 | 0.049256
|  |  | 24 | 0 | 0.049256 | 0.3346 | 0.1746 | 0.13 | 0.13 | 0.049256
|  | 9 | 1 | 0 | 0.04564 | 0.3346 | 0.1746 | 0.13 | 0.13 | 0.04564
|  |  | 2 | 0 | 0.049256 | 0.3346 | 0.1746 | 0.13 | 0.13 | 0.049256
|  |  | 3 | 0 | 0.049256 | 0.3346 | 0.1746 | 0.13 | 0.13 | 0.049256
|  |  | 4 | 0 | 0.049256 | 0.3346 | 0.1746 | 0.13 | 0.13 | 0.049256
|  |  | 5 | 0 | 0.049256 | 0.3346 | 0.1746 | 0.13 | 0.13 | 0.049256
|  |  | 6 | 0.17073 | 0 | 0.3346 | 0.1746 | 0.13 | 0.13 | 0.055283
|  |  | 7 | 1.1477 | 0 | 0.3346 | 0.1746 | 0.13 | 0.13 | 0.071844
|  |  | 8 | 2.2983 | 0 | 0.3346 | 0.1746 | 0.13 | 0.13 | 0.14463
|  |  | 9 | 1.7123 | 0 | 0.3346 | 0.1746 | 0.13 | 0.13 | 0.19023
|  |  | 10 | 2.2961 | 0 | 0.3346 | 0.1746 | 0.13 | 0.13 | 0.23001
|  |  | 11 | 3.8386 | 0 | 0.3346 | 0.1746 | 0.13 | 0.13 | 0.23764
|  |  | 12 | 3.6047 | 0 | 0.3346 | 0.1746 | 0.13 | 0.13 | 0.20389
|  |  | 13 | 5.1283 | 0 | 0.3346 | 0.1746 | 0.13 | 0.13 | 0.16251
|  |  | 14 | 5.2881 | 0 | 0.3346 | 0.1746 | 0.13 | 0.13 | 0.19023
|  |  | 15 | 3.9301 | 0 | 0.3346 | 0.1746 | 0.13 | 0.13 | 0.23764
|  |  | 16 | 3.4855 | 0 | 0.3346 | 0.1746 | 0.13 | 0.13 | 0.20992
|  |  | 17 | 2.6428 | 0 | 0.3346 | 0.1746 | 0.13 | 0.13 | 0.18622
|  |  | 18 | 1.3754 | 0 | 0.3346 | 0.1746 | 0.13 | 0.13 | 0.14062
|  |  | 19 | 0.40369 | 0 | 0.3346 | 0.1746 | 0.13 | 0.13 | 0.065818
|  |  | 20 | 0 | 0.055283 | 0.3346 | 0.1746 | 0.13 | 0.13 | 0.055283
|  |  | 21 | 0 | 0.055283 | 0.3346 | 0.1746 | 0.13 | 0.13 | 0.055283
|  |  | 22 | 0 | 0.055283 | 0.3346 | 0.1746 | 0.13 | 0.13 | 0.055283
|  |  | 23 | 0 | 0.049256 | 0.3346 | 0.1746 | 0.13 | 0.13 | 0.049256
|  |  | 24 | 0 | 0.049256 | 0.3346 | 0.1746 | 0.13 | 0.13 | 0.049256
|  | 10 | 1 | 0 | 0.04564 | 0.3346 | 0.1746 | 0.13 | 0.13 | 0.04564
|  |  | 2 | 0 | 0.049256 | 0.3346 | 0.1746 | 0.13 | 0.13 | 0.049256
|  |  | 3 | 0 | 0.049256 | 0.3346 | 0.1746 | 0.13 | 0.13 | 0.049256
|  |  | 4 | 0 | 0.049256 | 0.3346 | 0.1746 | 0.13 | 0.13 | 0.049256
|  |  | 5 | 0 | 0.049256 | 0.3346 | 0.1746 | 0.13 | 0.13 | 0.049256
|  |  | 6 | 0.67724 | 0 | 0.3346 | 0.1746 | 0.13 | 0.13 | 0.055283
|  |  | 7 | 2.0095 | 0 | 0.3346 | 0.1746 | 0.13 | 0.13 | 0.071844
|  |  | 8 | 3.3783 | 0 | 0.3346 | 0.1746 | 0.13 | 0.13 | 0.14463
|  |  | 9 | 3.7456 | 0 | 0.3346 | 0.1746 | 0.13 | 0.13 | 0.19023
|  |  | 10 | 5.3668 | 0 | 0.3346 | 0.1746 | 0.13 | 0.13 | 0.23001
|  |  | 11 | 5.9734 | 0 | 0.3346 | 0.1746 | 0.13 | 0.13 | 0.23764
|  |  | 12 | 6.4418 | 0 | 0.3346 | 0.1746 | 0.13 | 0.13 | 0.20389
|  |  | 13 | 6.6012 | 0 | 0.3346 | 0.1746 | 0.13 | 0.13 | 0.16251
|  |  | 14 | 6.2369 | 0 | 0.3346 | 0.1746 | 0.13 | 0.13 | 0.19023
|  |  | 15 | 5.5859 | 0 | 0.3346 | 0.1746 | 0.13 | 0.13 | 0.23764
|  |  | 16 | 4.8315 | 0 | 0.3346 | 0.1746 | 0.13 | 0.13 | 0.20992
|  |  | 17 | 2.7805 | 0 | 0.3346 | 0.1746 | 0.13 | 0.13 | 0.18622
|  |  | 18 | 2.4681 | 0 | 0.3346 | 0.1746 | 0.13 | 0.13 | 0.14062
|  |  | 19 | 0.73025 | 0 | 0.3346 | 0.1746 | 0.13 | 0.13 | 0.065818
|  |  | 20 | 0 | 0.055283 | 0.3346 | 0.1746 | 0.13 | 0.13 | 0.055283
|  |  | 21 | 0 | 0.055283 | 0.3346 | 0.1746 | 0.13 | 0.13 | 0.055283
|  |  | 22 | 0 | 0.055283 | 0.3346 | 0.1746 | 0.13 | 0.13 | 0.055283
|  |  | 23 | 0 | 0.049256 | 0.3346 | 0.1746 | 0.13 | 0.13 | 0.049256
|  |  | 24 | 0 | 0.049256 | 0.3346 | 0.1746 | 0.13 | 0.13 | 0.049256
|  | 11 | 1 | 0 | 0.23764 | 0 | 0 | 0 | 0 | 0.23764
|  | 12 | 1 | 0 | 0 | 0 | 0 | 0 | 0 | 0.23764
NaturalGas | Building1 | 1 | 1 | 0 | 0.89211 | 0.14 | 0 | 0.23 | 0 | 0
|  |  | 2 | 0 | 0.9055 | 0.14 | 0 | 0.23 | 0 | 0
|  |  | 3 | 0 | 0.91944 | 0.14 | 0 | 0.23 | 0 | 0
|  |  | 4 | 0 | 0.91832 | 0.14 | 0 | 0.23 | 0 | 0
|  |  | 5 | 0 | 0.91721 | 0.14 | 0 | 0.23 | 0 | 0
|  |  | 6 | 0 | 0.91665 | 0.14 | 0 | 0.23 | 0 | 0
|  |  | 7 | 0 | 0.86321 | 0.14 | 0 | 0.23 | 0 | 0
|  |  | 8 | 0 | 0.82142 | 0.14 | 0 | 0.23 | 0 | 0
|  |  | 9 | 0 | 0.74927 | 0.14 | 0 | 0.23 | 0 | 0
|  |  | 10 | 0 | 0.58833 | 0.14 | 0 | 0.23 | 0 | 0
|  |  | 11 | 0 | 0.47923 | 0.14 | 0 | 0.23 | 0 | 0
|  |  | 12 | 0 | 0.35205 | 0.14 | 0 | 0.23 | 0 | 0
|  |  | 13 | 0 | 0.30629 | 0.14 | 0 | 0.23 | 0 | 0
|  |  | 14 | 0 | 0.19462 | 0.14 | 0 | 0.23 | 0 | 0
|  |  | 15 | 0 | 0.00024577 | 0.14 | 0 | 0.23 | 0 | 0
|  |  | 16 | 0 | 0.00024577 | 0.14 | 0 | 0.23 | 0 | 0
|  |  | 17 | 0 | 0.36616 | 0.14 | 0 | 0.23 | 0 | 0
|  |  | 18 | 0 | 0.65384 | 0.14 | 0 | 0.23 | 0 | 0
|  |  | 19 | 0 | 0.68865 | 0.14 | 0 | 0.23 | 0 | 0
|  |  | 20 | 0 | 0.72591 | 0.14 | 0 | 0.23 | 0 | 0
|  |  | 21 | 0 | 0.73986 | 0.14 | 0 | 0.23 | 0 | 0
|  |  | 22 | 0 | 0.73874 | 0.14 | 0 | 0.23 | 0 | 0
|  |  | 23 | 0 | 0.73763 | 0.14 | 0 | 0.23 | 0 | 0
|  |  | 24 | 0 | 0.73651 | 0.14 | 0 | 0.23 | 0 | 0
|  | 2 | 1 | 0 | 0.98996 | 0.14 | 0 | 0.23 | 0 | 0
|  |  | 2 | 0 | 0.97044 | 0.14 | 0 | 0.23 | 0 | 0
|  |  | 3 | 0 | 0.95148 | 0.14 | 0 | 0.23 | 0 | 0
|  |  | 4 | 0 | 0.95538 | 0.14 | 0 | 0.23 | 0 | 0
|  |  | 5 | 0 | 0.95984 | 0.14 | 0 | 0.23 | 0 | 0
|  |  | 6 | 0 | 0.96334 | 0.14 | 0 | 0.23 | 0 | 0
|  |  | 7 | 0 | 0.88719 | 0.14 | 0 | 0.23 | 0 | 0
|  |  | 8 | 0 | 0.73957 | 0.14 | 0 | 0.23 | 0 | 0
|  |  | 9 | 0 | 0.65926 | 0.14 | 0 | 0.23 | 0 | 0
|  |  | 10 | 0 | 0.53343 | 0.14 | 0 | 0.23 | 0 | 0
|  |  | 11 | 0 | 0.38116 | 0.14 | 0 | 0.23 | 0 | 0
|  |  | 12 | 0 | 0.21501 | 0.14 | 0 | 0.23 | 0 | 0
|  |  | 13 | 0 | 0.19231 | 0.14 | 0 | 0.23 | 0 | 0
|  |  | 14 | 0 | 0.16713 | 0.14 | 0 | 0.23 | 0 | 0
|  |  | 15 | 0 | 0.19645 | 0.14 | 0 | 0.23 | 0 | 0
|  |  | 16 | 0 | 0.33168 | 0.14 | 0 | 0.23 | 0 | 0
|  |  | 17 | 0 | 0.51257 | 0.14 | 0 | 0.23 | 0 | 0
|  |  | 18 | 0 | 0.66604 | 0.14 | 0 | 0.23 | 0 | 0
|  |  | 19 | 0 | 0.80338 | 0.14 | 0 | 0.23 | 0 | 0
|  |  | 20 | 0 | 0.86797 | 0.14 | 0 | 0.23 | 0 | 0
|  |  | 21 | 0 | 0.90924 | 0.14 | 0 | 0.23 | 0 | 0
|  |  | 22 | 0 | 0.91872 | 0.14 | 0 | 0.23 | 0 | 0
|  |  | 23 | 0 | 0.92917 | 0.14 | 0 | 0.23 | 0 | 0
|  |  | 24 | 0 | 0.93865 | 0.14 | 0 | 0.23 | 0 | 0
|  | 3 | 1 | 0 | 1.07 | 0.14 | 0 | 0.23 | 0 | 0
|  |  | 2 | 0 | 1.1231 | 0.14 | 0 | 0.23 | 0 | 0
|  |  | 3 | 0 | 1.1231 | 0.14 | 0 | 0.23 | 0 | 0
|  |  | 4 | 0 | 1.1231 | 0.14 | 0 | 0.23 | 0 | 0
|  |  | 5 | 0 | 1.1231 | 0.14 | 0 | 0.23 | 0 | 0
|  |  | 6 | 0 | 1.1231 | 0.14 | 0 | 0.23 | 0 | 0
|  |  | 7 | 0 | 1.0935 | 0.14 | 0 | 0.23 | 0 | 0
|  |  | 8 | 0 | 1.064 | 0.14 | 0 | 0.23 | 0 | 0
|  |  | 9 | 0 | 1.0413 | 0.14 | 0 | 0.23 | 0 | 0
|  |  | 10 | 0 | 0.98589 | 0.14 | 0 | 0.23 | 0 | 0
|  |  | 11 | 0 | 0.89078 | 0.14 | 0 | 0.23 | 0 | 0
|  |  | 12 | 0 | 0.7893 | 0.14 | 0 | 0.23 | 0 | 0
|  |  | 13 | 0 | 0.71088 | 0.14 | 0 | 0.23 | 0 | 0
|  |  | 14 | 0 | 0.69523 | 0.14 | 0 | 0.23 | 0 | 0
|  |  | 15 | 0 | 0.73402 | 0.14 | 0 | 0.23 | 0 | 0
|  |  | 16 | 0 | 0.93736 | 0.14 | 0 | 0.23 | 0 | 0
|  |  | 17 | 0 | 1.1231 | 0.14 | 0 | 0.23 | 0 | 0
|  |  | 18 | 0 | 1.1231 | 0.14 | 0 | 0.23 | 0 | 0
|  |  | 19 | 0 | 1.1231 | 0.14 | 0 | 0.23 | 0 | 0
|  |  | 20 | 0 | 1.1231 | 0.14 | 0 | 0.23 | 0 | 0
|  |  | 21 | 0 | 1.1231 | 0.14 | 0 | 0.23 | 0 | 0
|  |  | 22 | 0 | 1.1231 | 0.14 | 0 | 0.23 | 0 | 0
|  |  | 23 | 0 | 1.1231 | 0.14 | 0 | 0.23 | 0 | 0
|  |  | 24 | 0 | 1.1231 | 0.14 | 0 | 0.23 | 0 | 0
|  | 4 | 1 | 0 | 0.00024577 | 0.14 | 0 | 0.23 | 0 | 0
|  |  | 2 | 0 | 0.00024577 | 0.14 | 0 | 0.23 | 0 | 0
|  |  | 3 | 0 | 0.00024577 | 0.14 | 0 | 0.23 | 0 | 0
|  |  | 4 | 0 | 0.00024577 | 0.14 | 0 | 0.23 | 0 | 0
|  |  | 5 | 0 | 0.00024577 | 0.14 | 0 | 0.23 | 0 | 0
|  |  | 6 | 0 | 0.00024577 | 0.14 | 0 | 0.23 | 0 | 0
|  |  | 7 | 0 | 0.00024577 | 0.14 | 0 | 0.23 | 0 | 0
|  |  | 8 | 0 | 0.00024577 | 0.14 | 0 | 0.23 | 0 | 0
|  |  | 9 | 0 | 0.00024577 | 0.14 | 0 | 0.23 | 0 | 0
|  |  | 10 | 0 | 0.00024577 | 0.14 | 0 | 0.23 | 0 | 0
|  |  | 11 | 0 | 0.00024577 | 0.14 | 0 | 0.23 | 0 | 0
|  |  | 12 | 0 | 0.00024577 | 0.14 | 0 | 0.23 | 0 | 0
|  |  | 13 | 0 | 0.00024577 | 0.14 | 0 | 0.23 | 0 | 0
|  |  | 14 | 0 | 0.00024577 | 0.14 | 0 | 0.23 | 0 | 0
|  |  | 15 | 0 | 0.00024577 | 0.14 | 0 | 0.23 | 0 | 0
|  |  | 16 | 0 | 0.00024577 | 0.14 | 0 | 0.23 | 0 | 0
|  |  | 17 | 0 | 0.00024577 | 0.14 | 0 | 0.23 | 0 | 0
|  |  | 18 | 0 | 0.00024577 | 0.14 | 0 | 0.23 | 0 | 0
|  |  | 19 | 0 | 0.00024577 | 0.14 | 0 | 0.23 | 0 | 0
|  |  | 20 | 0 | 0.00024577 | 0.14 | 0 | 0.23 | 0 | 0
|  |  | 21 | 0 | 0.00024577 | 0.14 | 0 | 0.23 | 0 | 0
|  |  | 22 | 0 | 0.00024577 | 0.14 | 0 | 0.23 | 0 | 0
|  |  | 23 | 0 | 0.00024577 | 0.14 | 0 | 0.23 | 0 | 0
|  |  | 24 | 0 | 0.00024577 | 0.14 | 0 | 0.23 | 0 | 0
|  | 5 | 1 | 0 | 0.00024577 | 0.14 | 0 | 0.23 | 0 | 0
|  |  | 2 | 0 | 0.00024577 | 0.14 | 0 | 0.23 | 0 | 0
|  |  | 3 | 0 | 0.00024577 | 0.14 | 0 | 0.23 | 0 | 0
|  |  | 4 | 0 | 0.00024577 | 0.14 | 0 | 0.23 | 0 | 0
|  |  | 5 | 0 | 0.00024577 | 0.14 | 0 | 0.23 | 0 | 0
|  |  | 6 | 0 | 0.00024577 | 0.14 | 0 | 0.23 | 0 | 0
|  |  | 7 | 0 | 0.00024577 | 0.14 | 0 | 0.23 | 0 | 0
|  |  | 8 | 0 | 0.00024577 | 0.14 | 0 | 0.23 | 0 | 0
|  |  | 9 | 0 | 0.00024577 | 0.14 | 0 | 0.23 | 0 | 0
|  |  | 10 | 0 | 0.037869 | 0.14 | 0 | 0.23 | 0 | 0
|  |  | 11 | 0 | 0.03866 | 0.14 | 0 | 0.23 | 0 | 0
|  |  | 12 | 0 | 0.00024577 | 0.14 | 0 | 0.23 | 0 | 0
|  |  | 13 | 0 | 0.00024577 | 0.14 | 0 | 0.23 | 0 | 0
|  |  | 14 | 0 | 0.00024577 | 0.14 | 0 | 0.23 | 0 | 0
|  |  | 15 | 0 | 0.03866 | 0.14 | 0 | 0.23 | 0 | 0
|  |  | 16 | 0 | 0.00024577 | 0.14 | 0 | 0.23 | 0 | 0
|  |  | 17 | 0 | 0.00024577 | 0.14 | 0 | 0.23 | 0 | 0
|  |  | 18 | 0 | 0.00024577 | 0.14 | 0 | 0.23 | 0 | 0
|  |  | 19 | 0 | 0.00024577 | 0.14 | 0 | 0.23 | 0 | 0
|  |  | 20 | 0 | 0.00024577 | 0.14 | 0 | 0.23 | 0 | 0
|  |  | 21 | 0 | 0.00024577 | 0.14 | 0 | 0.23 | 0 | 0
|  |  | 22 | 0 | 0.00024577 | 0.14 | 0 | 0.23 | 0 | 0
|  |  | 23 | 0 | 0.00024577 | 0.14 | 0 | 0.23 | 0 | 0
|  |  | 24 | 0 | 0.00024577 | 0.14 | 0 | 0.23 | 0 | 0
|  | 6 | 1 | 0 | 0.00024577 | 0.14 | 0 | 0.23 | 0 | 0
|  |  | 2 | 0 | 0.00024577 | 0.14 | 0 | 0.23 | 0 | 0
|  |  | 3 | 0 | 0.00024577 | 0.14 | 0 | 0.23 | 0 | 0
|  |  | 4 | 0 | 0.00024577 | 0.14 | 0 | 0.23 | 0 | 0
|  |  | 5 | 0 | 0.00024577 | 0.14 | 0 | 0.23 | 0 | 0
|  |  | 6 | 0 | 0.00024577 | 0.14 | 0 | 0.23 | 0 | 0
|  |  | 7 | 0 | 0.00024577 | 0.14 | 0 | 0.23 | 0 | 0
|  |  | 8 | 0 | 0.00024577 | 0.14 | 0 | 0.23 | 0 | 0
|  |  | 9 | 0 | 0.00024577 | 0.14 | 0 | 0.23 | 0 | 0
|  |  | 10 | 0 | 0.00024577 | 0.14 | 0 | 0.23 | 0 | 0
|  |  | 11 | 0 | 0.00024577 | 0.14 | 0 | 0.23 | 0 | 0
|  |  | 12 | 0 | 0.00024577 | 0.14 | 0 | 0.23 | 0 | 0
|  |  | 13 | 0 | 0.00024577 | 0.14 | 0 | 0.23 | 0 | 0
|  |  | 14 | 0 | 0.00024577 | 0.14 | 0 | 0.23 | 0 | 0
|  |  | 15 | 0 | 0.00024577 | 0.14 | 0 | 0.23 | 0 | 0
|  |  | 16 | 0 | 0.00024577 | 0.14 | 0 | 0.23 | 0 | 0
|  |  | 17 | 0 | 0.00024577 | 0.14 | 0 | 0.23 | 0 | 0
|  |  | 18 | 0 | 0.00024577 | 0.14 | 0 | 0.23 | 0 | 0
|  |  | 19 | 0 | 0.00024577 | 0.14 | 0 | 0.23 | 0 | 0
|  |  | 20 | 0 | 0.00024577 | 0.14 | 0 | 0.23 | 0 | 0
|  |  | 21 | 0 | 0.00024577 | 0.14 | 0 | 0.23 | 0 | 0
|  |  | 22 | 0 | 0.00024577 | 0.14 | 0 | 0.23 | 0 | 0
|  |  | 23 | 0 | 0.00024577 | 0.14 | 0 | 0.23 | 0 | 0
|  |  | 24 | 0 | 0.00024577 | 0.14 | 0 | 0.23 | 0 | 0
|  | 7 | 1 | 0 | 0.00024577 | 0.14 | 0 | 0.23 | 0 | 0
|  |  | 2 | 0 | 0.00024577 | 0.14 | 0 | 0.23 | 0 | 0
|  |  | 3 | 0 | 0.00024577 | 0.14 | 0 | 0.23 | 0 | 0
|  |  | 4 | 0 | 0.00024577 | 0.14 | 0 | 0.23 | 0 | 0
|  |  | 5 | 0 | 0.00024577 | 0.14 | 0 | 0.23 | 0 | 0
|  |  | 6 | 0 | 0.00024577 | 0.14 | 0 | 0.23 | 0 | 0
|  |  | 7 | 0 | 0.00024577 | 0.14 | 0 | 0.23 | 0 | 0
|  |  | 8 | 0 | 0.00024577 | 0.14 | 0 | 0.23 | 0 | 0
|  |  | 9 | 0 | 0.00024577 | 0.14 | 0 | 0.23 | 0 | 0
|  |  | 10 | 0 | 0.037869 | 0.14 | 0 | 0.23 | 0 | 0
|  |  | 11 | 0 | 0.03866 | 0.14 | 0 | 0.23 | 0 | 0
|  |  | 12 | 0 | 0.00024577 | 0.14 | 0 | 0.23 | 0 | 0
|  |  | 13 | 0 | 0.00024577 | 0.14 | 0 | 0.23 | 0 | 0
|  |  | 14 | 0 | 0.00024577 | 0.14 | 0 | 0.23 | 0 | 0
|  |  | 15 | 0 | 0.03866 | 0.14 | 0 | 0.23 | 0 | 0
|  |  | 16 | 0 | 0.00024577 | 0.14 | 0 | 0.23 | 0 | 0
|  |  | 17 | 0 | 0.00024577 | 0.14 | 0 | 0.23 | 0 | 0
|  |  | 18 | 0 | 0.00024577 | 0.14 | 0 | 0.23 | 0 | 0
|  |  | 19 | 0 | 0.00024577 | 0.14 | 0 | 0.23 | 0 | 0
|  |  | 20 | 0 | 0.00024577 | 0.14 | 0 | 0.23 | 0 | 0
|  |  | 21 | 0 | 0.00024577 | 0.14 | 0 | 0.23 | 0 | 0
|  |  | 22 | 0 | 0.00024577 | 0.14 | 0 | 0.23 | 0 | 0
|  |  | 23 | 0 | 0.00024577 | 0.14 | 0 | 0.23 | 0 | 0
|  |  | 24 | 0 | 0.00024577 | 0.14 | 0 | 0.23 | 0 | 0
|  | 8 | 1 | 0 | 0.00024577 | 0.14 | 0 | 0.23 | 0 | 0
|  |  | 2 | 0 | 0.00024577 | 0.14 | 0 | 0.23 | 0 | 0
|  |  | 3 | 0 | 0.00024577 | 0.14 | 0 | 0.23 | 0 | 0
|  |  | 4 | 0 | 0.00024577 | 0.14 | 0 | 0.23 | 0 | 0
|  |  | 5 | 0 | 0.00024577 | 0.14 | 0 | 0.23 | 0 | 0
|  |  | 6 | 0 | 0.00024577 | 0.14 | 0 | 0.23 | 0 | 0
|  |  | 7 | 0 | 0.00024577 | 0.14 | 0 | 0.23 | 0 | 0
|  |  | 8 | 0 | 0.00024577 | 0.14 | 0 | 0.23 | 0 | 0
|  |  | 9 | 0 | 0.00024577 | 0.14 | 0 | 0.23 | 0 | 0
|  |  | 10 | 0 | 0.037869 | 0.14 | 0 | 0.23 | 0 | 0
|  |  | 11 | 0 | 0.03866 | 0.14 | 0 | 0.23 | 0 | 0
|  |  | 12 | 0 | 0.00024577 | 0.14 | 0 | 0.23 | 0 | 0
|  |  | 13 | 0 | 0.00024577 | 0.14 | 0 | 0.23 | 0 | 0
|  |  | 14 | 0 | 0.00024577 | 0.14 | 0 | 0.23 | 0 | 0
|  |  | 15 | 0 | 0.03866 | 0.14 | 0 | 0.23 | 0 | 0
|  |  | 16 | 0 | 0.00024577 | 0.14 | 0 | 0.23 | 0 | 0
|  |  | 17 | 0 | 0.00024577 | 0.14 | 0 | 0.23 | 0 | 0
|  |  | 18 | 0 | 0.00024577 | 0.14 | 0 | 0.23 | 0 | 0
|  |  | 19 | 0 | 0.00024577 | 0.14 | 0 | 0.23 | 0 | 0
|  |  | 20 | 0 | 0.00024577 | 0.14 | 0 | 0.23 | 0 | 0
|  |  | 21 | 0 | 0.00024577 | 0.14 | 0 | 0.23 | 0 | 0
|  |  | 22 | 0 | 0.00024577 | 0.14 | 0 | 0.23 | 0 | 0
|  |  | 23 | 0 | 0.00024577 | 0.14 | 0 | 0.23 | 0 | 0
|  |  | 24 | 0 | 0.00024577 | 0.14 | 0 | 0.23 | 0 | 0
|  | 9 | 1 | 0 | 0.00024577 | 0.14 | 0 | 0.23 | 0 | 0
|  |  | 2 | 0 | 0.00024577 | 0.14 | 0 | 0.23 | 0 | 0
|  |  | 3 | 0 | 0.00024577 | 0.14 | 0 | 0.23 | 0 | 0
|  |  | 4 | 0 | 0.00024577 | 0.14 | 0 | 0.23 | 0 | 0
|  |  | 5 | 0 | 0.00024577 | 0.14 | 0 | 0.23 | 0 | 0
|  |  | 6 | 0 | 0.00024577 | 0.14 | 0 | 0.23 | 0 | 0
|  |  | 7 | 0 | 0.00024577 | 0.14 | 0 | 0.23 | 0 | 0
|  |  | 8 | 0 | 0.00024577 | 0.14 | 0 | 0.23 | 0 | 0
|  |  | 9 | 0 | 0.00024577 | 0.14 | 0 | 0.23 | 0 | 0
|  |  | 10 | 0 | 0.037869 | 0.14 | 0 | 0.23 | 0 | 0
|  |  | 11 | 0 | 0.03866 | 0.14 | 0 | 0.23 | 0 | 0
|  |  | 12 | 0 | 0.00024577 | 0.14 | 0 | 0.23 | 0 | 0
|  |  | 13 | 0 | 0.00024577 | 0.14 | 0 | 0.23 | 0 | 0
|  |  | 14 | 0 | 0.00024577 | 0.14 | 0 | 0.23 | 0 | 0
|  |  | 15 | 0 | 0.03866 | 0.14 | 0 | 0.23 | 0 | 0
|  |  | 16 | 0 | 0.00024577 | 0.14 | 0 | 0.23 | 0 | 0
|  |  | 17 | 0 | 0.00024577 | 0.14 | 0 | 0.23 | 0 | 0
|  |  | 18 | 0 | 0.00024577 | 0.14 | 0 | 0.23 | 0 | 0
|  |  | 19 | 0 | 0.00024577 | 0.14 | 0 | 0.23 | 0 | 0
|  |  | 20 | 0 | 0.00024577 | 0.14 | 0 | 0.23 | 0 | 0
|  |  | 21 | 0 | 0.00024577 | 0.14 | 0 | 0.23 | 0 | 0
|  |  | 22 | 0 | 0.00024577 | 0.14 | 0 | 0.23 | 0 | 0
|  |  | 23 | 0 | 0.00024577 | 0.14 | 0 | 0.23 | 0 | 0
|  |  | 24 | 0 | 0.00024577 | 0.14 | 0 | 0.23 | 0 | 0
|  | 10 | 1 | 0 | 0.00024577 | 0.14 | 0 | 0.23 | 0 | 0
|  |  | 2 | 0 | 0.00024577 | 0.14 | 0 | 0.23 | 0 | 0
|  |  | 3 | 0 | 0.00024577 | 0.14 | 0 | 0.23 | 0 | 0
|  |  | 4 | 0 | 0.00024577 | 0.14 | 0 | 0.23 | 0 | 0
|  |  | 5 | 0 | 0.00024577 | 0.14 | 0 | 0.23 | 0 | 0
|  |  | 6 | 0 | 0.00024577 | 0.14 | 0 | 0.23 | 0 | 0
|  |  | 7 | 0 | 0.00024577 | 0.14 | 0 | 0.23 | 0 | 0
|  |  | 8 | 0 | 0.00024577 | 0.14 | 0 | 0.23 | 0 | 0
|  |  | 9 | 0 | 0.00024577 | 0.14 | 0 | 0.23 | 0 | 0
|  |  | 10 | 0 | 0.037869 | 0.14 | 0 | 0.23 | 0 | 0
|  |  | 11 | 0 | 0.03866 | 0.14 | 0 | 0.23 | 0 | 0
|  |  | 12 | 0 | 0.00024577 | 0.14 | 0 | 0.23 | 0 | 0
|  |  | 13 | 0 | 0.00024577 | 0.14 | 0 | 0.23 | 0 | 0
|  |  | 14 | 0 | 0.00024577 | 0.14 | 0 | 0.23 | 0 | 0
|  |  | 15 | 0 | 0.03866 | 0.14 | 0 | 0.23 | 0 | 0
|  |  | 16 | 0 | 0.00024577 | 0.14 | 0 | 0.23 | 0 | 0
|  |  | 17 | 0 | 0.00024577 | 0.14 | 0 | 0.23 | 0 | 0
|  |  | 18 | 0 | 0.00024577 | 0.14 | 0 | 0.23 | 0 | 0
|  |  | 19 | 0 | 0.00024577 | 0.14 | 0 | 0.23 | 0 | 0
|  |  | 20 | 0 | 0.00024577 | 0.14 | 0 | 0.23 | 0 | 0
|  |  | 21 | 0 | 0.00024577 | 0.14 | 0 | 0.23 | 0 | 0
|  |  | 22 | 0 | 0.00024577 | 0.14 | 0 | 0.23 | 0 | 0
|  |  | 23 | 0 | 0.00024577 | 0.14 | 0 | 0.23 | 0 | 0
|  |  | 24 | 0 | 0.00024577 | 0.14 | 0 | 0.23 | 0 | 0
|  | 11 | 1 | 0 | 0.72869 | 0 | 0 | 0 | 0 | 0
|  | 12 | 1 | 0 | 0.03866 | 0 | 0 | 0 | 0 | 0
| Network | 1 | 1 | 0 | 0.89211 | 0.14 | 0 | 0.23 | 0 | 0
|  |  | 2 | 0 | 0.9055 | 0.14 | 0 | 0.23 | 0 | 0
|  |  | 3 | 0 | 0.91944 | 0.14 | 0 | 0.23 | 0 | 0
|  |  | 4 | 0 | 0.91832 | 0.14 | 0 | 0.23 | 0 | 0
|  |  | 5 | 0 | 0.91721 | 0.14 | 0 | 0.23 | 0 | 0
|  |  | 6 | 0 | 0.91665 | 0.14 | 0 | 0.23 | 0 | 0
|  |  | 7 | 0 | 0.86321 | 0.14 | 0 | 0.23 | 0 | 0
|  |  | 8 | 0 | 0.82142 | 0.14 | 0 | 0.23 | 0 | 0
|  |  | 9 | 0 | 0.74927 | 0.14 | 0 | 0.23 | 0 | 0
|  |  | 10 | 0 | 0.58833 | 0.14 | 0 | 0.23 | 0 | 0
|  |  | 11 | 0 | 0.47923 | 0.14 | 0 | 0.23 | 0 | 0
|  |  | 12 | 0 | 0.35205 | 0.14 | 0 | 0.23 | 0 | 0
|  |  | 13 | 0 | 0.30629 | 0.14 | 0 | 0.23 | 0 | 0
|  |  | 14 | 0 | 0.19462 | 0.14 | 0 | 0.23 | 0 | 0
|  |  | 15 | 0 | 0.000246 | 0.14 | 0 | 0.23 | 0 | 0
|  |  | 16 | 0 | 0.000246 | 0.14 | 0 | 0.23 | 0 | 0
|  |  | 17 | 0 | 0.36616 | 0.14 | 0 | 0.23 | 0 | 0
|  |  | 18 | 0 | 0.65384 | 0.14 | 0 | 0.23 | 0 | 0
|  |  | 19 | 0 | 0.68865 | 0.14 | 0 | 0.23 | 0 | 0
|  |  | 20 | 0 | 0.72591 | 0.14 | 0 | 0.23 | 0 | 0
|  |  | 21 | 0 | 0.73986 | 0.14 | 0 | 0.23 | 0 | 0
|  |  | 22 | 0 | 0.73874 | 0.14 | 0 | 0.23 | 0 | 0
|  |  | 23 | 0 | 0.73763 | 0.14 | 0 | 0.23 | 0 | 0
|  |  | 24 | 0 | 0.73651 | 0.14 | 0 | 0.23 | 0 | 0
|  | 2 | 1 | 0 | 0.98996 | 0.14 | 0 | 0.23 | 0 | 0
|  |  | 2 | 0 | 0.97044 | 0.14 | 0 | 0.23 | 0 | 0
|  |  | 3 | 0 | 0.95148 | 0.14 | 0 | 0.23 | 0 | 0
|  |  | 4 | 0 | 0.95538 | 0.14 | 0 | 0.23 | 0 | 0
|  |  | 5 | 0 | 0.95984 | 0.14 | 0 | 0.23 | 0 | 0
|  |  | 6 | 0 | 0.96334 | 0.14 | 0 | 0.23 | 0 | 0
|  |  | 7 | 0 | 0.88719 | 0.14 | 0 | 0.23 | 0 | 0
|  |  | 8 | 0 | 0.73957 | 0.14 | 0 | 0.23 | 0 | 0
|  |  | 9 | 0 | 0.65926 | 0.14 | 0 | 0.23 | 0 | 0
|  |  | 10 | 0 | 0.53343 | 0.14 | 0 | 0.23 | 0 | 0
|  |  | 11 | 0 | 0.38116 | 0.14 | 0 | 0.23 | 0 | 0
|  |  | 12 | 0 | 0.21501 | 0.14 | 0 | 0.23 | 0 | 0
|  |  | 13 | 0 | 0.19231 | 0.14 | 0 | 0.23 | 0 | 0
|  |  | 14 | 0 | 0.16714 | 0.14 | 0 | 0.23 | 0 | 0
|  |  | 15 | 0 | 0.19645 | 0.14 | 0 | 0.23 | 0 | 0
|  |  | 16 | 0 | 0.33168 | 0.14 | 0 | 0.23 | 0 | 0
|  |  | 17 | 0 | 0.51257 | 0.14 | 0 | 0.23 | 0 | 0
|  |  | 18 | 0 | 0.66604 | 0.14 | 0 | 0.23 | 0 | 0
|  |  | 19 | 0 | 0.80338 | 0.14 | 0 | 0.23 | 0 | 0
|  |  | 20 | 0 | 0.86797 | 0.14 | 0 | 0.23 | 0 | 0
|  |  | 21 | 0 | 0.90924 | 0.14 | 0 | 0.23 | 0 | 0
|  |  | 22 | 0 | 0.91872 | 0.14 | 0 | 0.23 | 0 | 0
|  |  | 23 | 0 | 0.92917 | 0.14 | 0 | 0.23 | 0 | 0
|  |  | 24 | 0 | 0.93865 | 0.14 | 0 | 0.23 | 0 | 0
|  | 3 | 1 | 0 | 1.07 | 0.14 | 0 | 0.23 | 0 | 0
|  |  | 2 | 0 | 1.1231 | 0.14 | 0 | 0.23 | 0 | 0
|  |  | 3 | 0 | 1.1231 | 0.14 | 0 | 0.23 | 0 | 0
|  |  | 4 | 0 | 1.1231 | 0.14 | 0 | 0.23 | 0 | 0
|  |  | 5 | 0 | 1.1231 | 0.14 | 0 | 0.23 | 0 | 0
|  |  | 6 | 0 | 1.1231 | 0.14 | 0 | 0.23 | 0 | 0
|  |  | 7 | 0 | 1.0935 | 0.14 | 0 | 0.23 | 0 | 0
|  |  | 8 | 0 | 1.064 | 0.14 | 0 | 0.23 | 0 | 0
|  |  | 9 | 0 | 1.0413 | 0.14 | 0 | 0.23 | 0 | 0
|  |  | 10 | 0 | 0.98589 | 0.14 | 0 | 0.23 | 0 | 0
|  |  | 11 | 0 | 0.89078 | 0.14 | 0 | 0.23 | 0 | 0
|  |  | 12 | 0 | 0.7893 | 0.14 | 0 | 0.23 | 0 | 0
|  |  | 13 | 0 | 0.71088 | 0.14 | 0 | 0.23 | 0 | 0
|  |  | 14 | 0 | 0.69523 | 0.14 | 0 | 0.23 | 0 | 0
|  |  | 15 | 0 | 0.73402 | 0.14 | 0 | 0.23 | 0 | 0
|  |  | 16 | 0 | 0.93736 | 0.14 | 0 | 0.23 | 0 | 0
|  |  | 17 | 0 | 1.1231 | 0.14 | 0 | 0.23 | 0 | 0
|  |  | 18 | 0 | 1.1231 | 0.14 | 0 | 0.23 | 0 | 0
|  |  | 19 | 0 | 1.1231 | 0.14 | 0 | 0.23 | 0 | 0
|  |  | 20 | 0 | 1.1231 | 0.14 | 0 | 0.23 | 0 | 0
|  |  | 21 | 0 | 1.1231 | 0.14 | 0 | 0.23 | 0 | 0
|  |  | 22 | 0 | 1.1231 | 0.14 | 0 | 0.23 | 0 | 0
|  |  | 23 | 0 | 1.1231 | 0.14 | 0 | 0.23 | 0 | 0
|  |  | 24 | 0 | 1.1231 | 0.14 | 0 | 0.23 | 0 | 0
|  | 4 | 1 | 0 | 0.000246 | 0.14 | 0 | 0.23 | 0 | 0
|  |  | 2 | 0 | 0.000246 | 0.14 | 0 | 0.23 | 0 | 0
|  |  | 3 | 0 | 0.000246 | 0.14 | 0 | 0.23 | 0 | 0
|  |  | 4 | 0 | 0.000246 | 0.14 | 0 | 0.23 | 0 | 0
|  |  | 5 | 0 | 0.000246 | 0.14 | 0 | 0.23 | 0 | 0
|  |  | 6 | 0 | 0.000246 | 0.14 | 0 | 0.23 | 0 | 0
|  |  | 7 | 0 | 0.000246 | 0.14 | 0 | 0.23 | 0 | 0
|  |  | 8 | 0 | 0.000246 | 0.14 | 0 | 0.23 | 0 | 0
|  |  | 9 | 0 | 0.000246 | 0.14 | 0 | 0.23 | 0 | 0
|  |  | 10 | 0 | 0.000246 | 0.14 | 0 | 0.23 | 0 | 0
|  |  | 11 | 0 | 0.000246 | 0.14 | 0 | 0.23 | 0 | 0
|  |  | 12 | 0 | 0.000246 | 0.14 | 0 | 0.23 | 0 | 0
|  |  | 13 | 0 | 0.000246 | 0.14 | 0 | 0.23 | 0 | 0
|  |  | 14 | 0 | 0.000246 | 0.14 | 0 | 0.23 | 0 | 0
|  |  | 15 | 0 | 0.000246 | 0.14 | 0 | 0.23 | 0 | 0
|  |  | 16 | 0 | 0.000246 | 0.14 | 0 | 0.23 | 0 | 0
|  |  | 17 | 0 | 0.000246 | 0.14 | 0 | 0.23 | 0 | 0
|  |  | 18 | 0 | 0.000246 | 0.14 | 0 | 0.23 | 0 | 0
|  |  | 19 | 0 | 0.000246 | 0.14 | 0 | 0.23 | 0 | 0
|  |  | 20 | 0 | 0.000246 | 0.14 | 0 | 0.23 | 0 | 0
|  |  | 21 | 0 | 0.000246 | 0.14 | 0 | 0.23 | 0 | 0
|  |  | 22 | 0 | 0.000246 | 0.14 | 0 | 0.23 | 0 | 0
|  |  | 23 | 0 | 0.000246 | 0.14 | 0 | 0.23 | 0 | 0
|  |  | 24 | 0 | 0.000246 | 0.14 | 0 | 0.23 | 0 | 0
|  | 5 | 1 | 0 | 0.000246 | 0.14 | 0 | 0.23 | 0 | 0
|  |  | 2 | 0 | 0.000246 | 0.14 | 0 | 0.23 | 0 | 0
|  |  | 3 | 0 | 0.000246 | 0.14 | 0 | 0.23 | 0 | 0
|  |  | 4 | 0 | 0.000246 | 0.14 | 0 | 0.23 | 0 | 0
|  |  | 5 | 0 | 0.000246 | 0.14 | 0 | 0.23 | 0 | 0
|  |  | 6 | 0 | 0.000246 | 0.14 | 0 | 0.23 | 0 | 0
|  |  | 7 | 0 | 0.000246 | 0.14 | 0 | 0.23 | 0 | 0
|  |  | 8 | 0 | 0.000246 | 0.14 | 0 | 0.23 | 0 | 0
|  |  | 9 | 0 | 0.000246 | 0.14 | 0 | 0.23 | 0 | 0
|  |  | 10 | 0 | 0.037869 | 0.14 | 0 | 0.23 | 0 | 0
|  |  | 11 | 0 | 0.03866 | 0.14 | 0 | 0.23 | 0 | 0
|  |  | 12 | 0 | 0.000246 | 0.14 | 0 | 0.23 | 0 | 0
|  |  | 13 | 0 | 0.000246 | 0.14 | 0 | 0.23 | 0 | 0
|  |  | 14 | 0 | 0.000246 | 0.14 | 0 | 0.23 | 0 | 0
|  |  | 15 | 0 | 0.03866 | 0.14 | 0 | 0.23 | 0 | 0
|  |  | 16 | 0 | 0.000246 | 0.14 | 0 | 0.23 | 0 | 0
|  |  | 17 | 0 | 0.000246 | 0.14 | 0 | 0.23 | 0 | 0
|  |  | 18 | 0 | 0.000246 | 0.14 | 0 | 0.23 | 0 | 0
|  |  | 19 | 0 | 0.000246 | 0.14 | 0 | 0.23 | 0 | 0
|  |  | 20 | 0 | 0.000246 | 0.14 | 0 | 0.23 | 0 | 0
|  |  | 21 | 0 | 0.000246 | 0.14 | 0 | 0.23 | 0 | 0
|  |  | 22 | 0 | 0.000246 | 0.14 | 0 | 0.23 | 0 | 0
|  |  | 23 | 0 | 0.000246 | 0.14 | 0 | 0.23 | 0 | 0
|  |  | 24 | 0 | 0.000246 | 0.14 | 0 | 0.23 | 0 | 0
|  | 6 | 1 | 0 | 0.000246 | 0.14 | 0 | 0.23 | 0 | 0
|  |  | 2 | 0 | 0.000246 | 0.14 | 0 | 0.23 | 0 | 0
|  |  | 3 | 0 | 0.000246 | 0.14 | 0 | 0.23 | 0 | 0
|  |  | 4 | 0 | 0.000246 | 0.14 | 0 | 0.23 | 0 | 0
|  |  | 5 | 0 | 0.000246 | 0.14 | 0 | 0.23 | 0 | 0
|  |  | 6 | 0 | 0.000246 | 0.14 | 0 | 0.23 | 0 | 0
|  |  | 7 | 0 | 0.000246 | 0.14 | 0 | 0.23 | 0 | 0
|  |  | 8 | 0 | 0.000246 | 0.14 | 0 | 0.23 | 0 | 0
|  |  | 9 | 0 | 0.000246 | 0.14 | 0 | 0.23 | 0 | 0
|  |  | 10 | 0 | 0.000246 | 0.14 | 0 | 0.23 | 0 | 0
|  |  | 11 | 0 | 0.000246 | 0.14 | 0 | 0.23 | 0 | 0
|  |  | 12 | 0 | 0.000246 | 0.14 | 0 | 0.23 | 0 | 0
|  |  | 13 | 0 | 0.000246 | 0.14 | 0 | 0.23 | 0 | 0
|  |  | 14 | 0 | 0.000246 | 0.14 | 0 | 0.23 | 0 | 0
|  |  | 15 | 0 | 0.000246 | 0.14 | 0 | 0.23 | 0 | 0
|  |  | 16 | 0 | 0.000246 | 0.14 | 0 | 0.23 | 0 | 0
|  |  | 17 | 0 | 0.000246 | 0.14 | 0 | 0.23 | 0 | 0
|  |  | 18 | 0 | 0.000246 | 0.14 | 0 | 0.23 | 0 | 0
|  |  | 19 | 0 | 0.000246 | 0.14 | 0 | 0.23 | 0 | 0
|  |  | 20 | 0 | 0.000246 | 0.14 | 0 | 0.23 | 0 | 0
|  |  | 21 | 0 | 0.000246 | 0.14 | 0 | 0.23 | 0 | 0
|  |  | 22 | 0 | 0.000246 | 0.14 | 0 | 0.23 | 0 | 0
|  |  | 23 | 0 | 0.000246 | 0.14 | 0 | 0.23 | 0 | 0
|  |  | 24 | 0 | 0.000246 | 0.14 | 0 | 0.23 | 0 | 0
|  | 7 | 1 | 0 | 0.000246 | 0.14 | 0 | 0.23 | 0 | 0
|  |  | 2 | 0 | 0.000246 | 0.14 | 0 | 0.23 | 0 | 0
|  |  | 3 | 0 | 0.000246 | 0.14 | 0 | 0.23 | 0 | 0
|  |  | 4 | 0 | 0.000246 | 0.14 | 0 | 0.23 | 0 | 0
|  |  | 5 | 0 | 0.000246 | 0.14 | 0 | 0.23 | 0 | 0
|  |  | 6 | 0 | 0.000246 | 0.14 | 0 | 0.23 | 0 | 0
|  |  | 7 | 0 | 0.000246 | 0.14 | 0 | 0.23 | 0 | 0
|  |  | 8 | 0 | 0.000246 | 0.14 | 0 | 0.23 | 0 | 0
|  |  | 9 | 0 | 0.000246 | 0.14 | 0 | 0.23 | 0 | 0
|  |  | 10 | 0 | 0.037869 | 0.14 | 0 | 0.23 | 0 | 0
|  |  | 11 | 0 | 0.03866 | 0.14 | 0 | 0.23 | 0 | 0
|  |  | 12 | 0 | 0.000246 | 0.14 | 0 | 0.23 | 0 | 0
|  |  | 13 | 0 | 0.000246 | 0.14 | 0 | 0.23 | 0 | 0
|  |  | 14 | 0 | 0.000246 | 0.14 | 0 | 0.23 | 0 | 0
|  |  | 15 | 0 | 0.03866 | 0.14 | 0 | 0.23 | 0 | 0
|  |  | 16 | 0 | 0.000246 | 0.14 | 0 | 0.23 | 0 | 0
|  |  | 17 | 0 | 0.000246 | 0.14 | 0 | 0.23 | 0 | 0
|  |  | 18 | 0 | 0.000246 | 0.14 | 0 | 0.23 | 0 | 0
|  |  | 19 | 0 | 0.000246 | 0.14 | 0 | 0.23 | 0 | 0
|  |  | 20 | 0 | 0.000246 | 0.14 | 0 | 0.23 | 0 | 0
|  |  | 21 | 0 | 0.000246 | 0.14 | 0 | 0.23 | 0 | 0
|  |  | 22 | 0 | 0.000246 | 0.14 | 0 | 0.23 | 0 | 0
|  |  | 23 | 0 | 0.000246 | 0.14 | 0 | 0.23 | 0 | 0
|  |  | 24 | 0 | 0.000246 | 0.14 | 0 | 0.23 | 0 | 0
|  | 8 | 1 | 0 | 0.000246 | 0.14 | 0 | 0.23 | 0 | 0
|  |  | 2 | 0 | 0.000246 | 0.14 | 0 | 0.23 | 0 | 0
|  |  | 3 | 0 | 0.000246 | 0.14 | 0 | 0.23 | 0 | 0
|  |  | 4 | 0 | 0.000246 | 0.14 | 0 | 0.23 | 0 | 0
|  |  | 5 | 0 | 0.000246 | 0.14 | 0 | 0.23 | 0 | 0
|  |  | 6 | 0 | 0.000246 | 0.14 | 0 | 0.23 | 0 | 0
|  |  | 7 | 0 | 0.000246 | 0.14 | 0 | 0.23 | 0 | 0
|  |  | 8 | 0 | 0.000246 | 0.14 | 0 | 0.23 | 0 | 0
|  |  | 9 | 0 | 0.000246 | 0.14 | 0 | 0.23 | 0 | 0
|  |  | 10 | 0 | 0.037869 | 0.14 | 0 | 0.23 | 0 | 0
|  |  | 11 | 0 | 0.03866 | 0.14 | 0 | 0.23 | 0 | 0
|  |  | 12 | 0 | 0.000246 | 0.14 | 0 | 0.23 | 0 | 0
|  |  | 13 | 0 | 0.000246 | 0.14 | 0 | 0.23 | 0 | 0
|  |  | 14 | 0 | 0.000246 | 0.14 | 0 | 0.23 | 0 | 0
|  |  | 15 | 0 | 0.03866 | 0.14 | 0 | 0.23 | 0 | 0
|  |  | 16 | 0 | 0.000246 | 0.14 | 0 | 0.23 | 0 | 0
|  |  | 17 | 0 | 0.000246 | 0.14 | 0 | 0.23 | 0 | 0
|  |  | 18 | 0 | 0.000246 | 0.14 | 0 | 0.23 | 0 | 0
|  |  | 19 | 0 | 0.000246 | 0.14 | 0 | 0.23 | 0 | 0
|  |  | 20 | 0 | 0.000246 | 0.14 | 0 | 0.23 | 0 | 0
|  |  | 21 | 0 | 0.000246 | 0.14 | 0 | 0.23 | 0 | 0
|  |  | 22 | 0 | 0.000246 | 0.14 | 0 | 0.23 | 0 | 0
|  |  | 23 | 0 | 0.000246 | 0.14 | 0 | 0.23 | 0 | 0
|  |  | 24 | 0 | 0.000246 | 0.14 | 0 | 0.23 | 0 | 0
|  | 9 | 1 | 0 | 0.000246 | 0.14 | 0 | 0.23 | 0 | 0
|  |  | 2 | 0 | 0.000246 | 0.14 | 0 | 0.23 | 0 | 0
|  |  | 3 | 0 | 0.000246 | 0.14 | 0 | 0.23 | 0 | 0
|  |  | 4 | 0 | 0.000246 | 0.14 | 0 | 0.23 | 0 | 0
|  |  | 5 | 0 | 0.000246 | 0.14 | 0 | 0.23 | 0 | 0
|  |  | 6 | 0 | 0.000246 | 0.14 | 0 | 0.23 | 0 | 0
|  |  | 7 | 0 | 0.000246 | 0.14 | 0 | 0.23 | 0 | 0
|  |  | 8 | 0 | 0.000246 | 0.14 | 0 | 0.23 | 0 | 0
|  |  | 9 | 0 | 0.000246 | 0.14 | 0 | 0.23 | 0 | 0
|  |  | 10 | 0 | 0.037869 | 0.14 | 0 | 0.23 | 0 | 0
|  |  | 11 | 0 | 0.03866 | 0.14 | 0 | 0.23 | 0 | 0
|  |  | 12 | 0 | 0.000246 | 0.14 | 0 | 0.23 | 0 | 0
|  |  | 13 | 0 | 0.000246 | 0.14 | 0 | 0.23 | 0 | 0
|  |  | 14 | 0 | 0.000246 | 0.14 | 0 | 0.23 | 0 | 0
|  |  | 15 | 0 | 0.03866 | 0.14 | 0 | 0.23 | 0 | 0
|  |  | 16 | 0 | 0.000246 | 0.14 | 0 | 0.23 | 0 | 0
|  |  | 17 | 0 | 0.000246 | 0.14 | 0 | 0.23 | 0 | 0
|  |  | 18 | 0 | 0.000246 | 0.14 | 0 | 0.23 | 0 | 0
|  |  | 19 | 0 | 0.000246 | 0.14 | 0 | 0.23 | 0 | 0
|  |  | 20 | 0 | 0.000246 | 0.14 | 0 | 0.23 | 0 | 0
|  |  | 21 | 0 | 0.000246 | 0.14 | 0 | 0.23 | 0 | 0
|  |  | 22 | 0 | 0.000246 | 0.14 | 0 | 0.23 | 0 | 0
|  |  | 23 | 0 | 0.000246 | 0.14 | 0 | 0.23 | 0 | 0
|  |  | 24 | 0 | 0.000246 | 0.14 | 0 | 0.23 | 0 | 0
|  | 10 | 1 | 0 | 0.000246 | 0.14 | 0 | 0.23 | 0 | 0
|  |  | 2 | 0 | 0.000246 | 0.14 | 0 | 0.23 | 0 | 0
|  |  | 3 | 0 | 0.000246 | 0.14 | 0 | 0.23 | 0 | 0
|  |  | 4 | 0 | 0.000246 | 0.14 | 0 | 0.23 | 0 | 0
|  |  | 5 | 0 | 0.000246 | 0.14 | 0 | 0.23 | 0 | 0
|  |  | 6 | 0 | 0.000246 | 0.14 | 0 | 0.23 | 0 | 0
|  |  | 7 | 0 | 0.000246 | 0.14 | 0 | 0.23 | 0 | 0
|  |  | 8 | 0 | 0.000246 | 0.14 | 0 | 0.23 | 0 | 0
|  |  | 9 | 0 | 0.000246 | 0.14 | 0 | 0.23 | 0 | 0
|  |  | 10 | 0 | 0.037869 | 0.14 | 0 | 0.23 | 0 | 0
|  |  | 11 | 0 | 0.03866 | 0.14 | 0 | 0.23 | 0 | 0
|  |  | 12 | 0 | 0.000246 | 0.14 | 0 | 0.23 | 0 | 0
|  |  | 13 | 0 | 0.000246 | 0.14 | 0 | 0.23 | 0 | 0
|  |  | 14 | 0 | 0.000246 | 0.14 | 0 | 0.23 | 0 | 0
|  |  | 15 | 0 | 0.03866 | 0.14 | 0 | 0.23 | 0 | 0
|  |  | 16 | 0 | 0.000246 | 0.14 | 0 | 0.23 | 0 | 0
|  |  | 17 | 0 | 0.000246 | 0.14 | 0 | 0.23 | 0 | 0
|  |  | 18 | 0 | 0.000246 | 0.14 | 0 | 0.23 | 0 | 0
|  |  | 19 | 0 | 0.000246 | 0.14 | 0 | 0.23 | 0 | 0
|  |  | 20 | 0 | 0.000246 | 0.14 | 0 | 0.23 | 0 | 0
|  |  | 21 | 0 | 0.000246 | 0.14 | 0 | 0.23 | 0 | 0
|  |  | 22 | 0 | 0.000246 | 0.14 | 0 | 0.23 | 0 | 0
|  |  | 23 | 0 | 0.000246 | 0.14 | 0 | 0.23 | 0 | 0
|  |  | 24 | 0 | 0.000246 | 0.14 | 0 | 0.23 | 0 | 0
|  | 11 | 1 | 0 | 0.72869 | 0 | 0 | 0 | 0 | 0
|  | 12 | 1 | 0 | 0.03866 | 0 | 0 | 0 | 0 | 0

## df_Time
Period | dp | TimeEnd | dt
1 | 27 | 24 | 1
2 | 38 | 24 | 1
3 | 21 | 24 | 1
4 | 57 | 24 | 1
5 | 33 | 24 | 1
6 | 49 | 24 | 1
7 | 31 | 24 | 1
8 | 45 | 24 | 1
9 | 50 | 24 | 1
10 | 14 | 24 | 1
11 | 0 | 1 | 1
12 | 0 | 1 | 1

## df_Buildings
Hub | geometry | id_building | egid | id_class | class | ratio | status | period | n_p | ERA | SolarRoofArea | area_facade_m2 | height_m | count_floor | source_heating | source_hotwater | U_h | HeatCapacity | T_comfort_min_0 | Th_supply_0 | Th_return_0 | Tc_supply_0 | Tc_return_0 | x | y | z | transformer | energy_heating_signature_kWh_y | energy_cooling_signature_kWh_y | energy_hotwater_signature_kWh_y | energy_el_kWh_y | roof_annual_irr_kWh_y | facade_annual_irr_kWh_y
Building1 | POLYGON ((2501322.2070307718 1124889.302173095, 2501322.24 1124889.38, 2501322.2400076394 1124889.38, 2501322.240025528 1124889.3799910557, 2501325.277986102 1124888.094000791, 2501325.2779890005 1124888.0940000499, 2501325.278007639 1124888.0939999998, 2501325.278025528 1124888.0939910556, 2501328.237986096 1124886.8390007934, 2501328.237988999 1124886.8390000502, 2501328.2379944785 1124886.8389983375, 2501328.237992309 1124886.8389963915, 2501328.237990793 1124886.8389939026, 2501325.758000793 1124880.9880139024, 2501325.75800005 1124880.9880110004, 2501325.758 1124880.9880000001, 2501325.7579923603 1124880.9880000001, 2501325.7579744724 1124880.988008944, 2501325.7577551343 1124880.9881019625, 2501325.7575 1124880.9875, 2501322.7974 1124882.2423, 2501319.7613 1124883.5288, 2501319.7613280383 1124883.5288661874, 2501319.7610138995 1124883.5289992085, 2501319.76101 1124883.529, 2501319.761005522 1124883.529001663, 2501319.7610076917 1124883.5290036094, 2501319.7610092075 1124883.5290060989, 2501322.2070307718 1124889.302173095)) | 28081 | 295074101 | IX | Industrial | 1.0 | ['existing', 'existing', 'existing', 'existing', 'existing', 'existing', 'existing', 'existing'] | 1919-1945 | 4.4083 | 25.11 | 43.5563 | 112.8 | 5.19 | 1 | Other | Other | 0.00211 | 112.51 | 18 | 65 | 50 | 12 | 17 | 2501323.9994 | 1124885.184 | 411.08 | 234 | 3088.6551 | 0 | 32.6897 | 1567.4892 | 34200 | 15491

## df_Weather
Period | Time | T_ext | I_global
1 | 1 | 1.83 | 0
| 2 | 1.59 | 0
| 3 | 1.34 | 0
| 4 | 1.36 | 0
| 5 | 1.38 | 0
| 6 | 1.39 | 0
| 7 | 1.92 | 0
| 8 | 2.44 | 0
| 9 | 2.96 | 98
| 10 | 3.6 | 179
| 11 | 4.24 | 139
| 12 | 4.87 | 190
| 13 | 5.44 | 140
| 14 | 6 | 121
| 15 | 6.57 | 69
| 16 | 6.14 | 53
| 17 | 5.71 | 12
| 18 | 5.29 | 0
| 19 | 5.05 | 0
| 20 | 4.81 | 0
| 21 | 4.56 | 0
| 22 | 4.58 | 0
| 23 | 4.6 | 0
| 24 | 4.62 | 0
2 | 1 | -0.13 | 0
| 2 | 0.22 | 0
| 3 | 0.56 | 0
| 4 | 0.49 | 0
| 5 | 0.41 | 0
| 6 | 0.33 | 0
| 7 | 1.25 | 0
| 8 | 2.17 | 0
| 9 | 3.09 | 82
| 10 | 4.8 | 209
| 11 | 6.51 | 237
| 12 | 8.22 | 275
| 13 | 8.54 | 276
| 14 | 8.86 | 251
| 15 | 9.18 | 188
| 16 | 7.28 | 100
| 17 | 5.39 | 0
| 18 | 3.5 | 0
| 19 | 2.77 | 0
| 20 | 2.04 | 0
| 21 | 1.3 | 0
| 22 | 1.13 | 0
| 23 | 0.96 | 0
| 24 | 0.79 | 0
3 | 1 | -1.36 | 0
| 2 | -1.85 | 0
| 3 | -2.33 | 0
| 4 | -2.39 | 0
| 5 | -2.45 | 0
| 6 | -2.51 | 0
| 7 | -2.21 | 0
| 8 | -1.91 | 0
| 9 | -1.61 | 46
| 10 | -1.37 | 92
| 11 | -1.12 | 80
| 12 | -0.87 | 85
| 13 | -0.72 | 142
| 14 | -0.57 | 100
| 15 | -0.41 | 65
| 16 | -0.88 | 36
| 17 | -1.35 | 0
| 18 | -1.82 | 0
| 19 | -2.19 | 0
| 20 | -2.56 | 0
| 21 | -2.93 | 0
| 22 | -3.2 | 0
| 23 | -3.47 | 0
| 24 | -3.74 | 0
4 | 1 | 12.92 | 0
| 2 | 13.01 | 0
| 3 | 13.09 | 0
| 4 | 13.24 | 0
| 5 | 13.39 | 0
| 6 | 13.53 | 0
| 7 | 13.71 | 46
| 8 | 13.89 | 159
| 9 | 14.07 | 106
| 10 | 14.29 | 263
| 11 | 14.52 | 194
| 12 | 14.74 | 223
| 13 | 14.61 | 204
| 14 | 14.47 | 98
| 15 | 14.34 | 109
| 16 | 13.76 | 135
| 17 | 13.17 | 89
| 18 | 12.59 | 7
| 19 | 12.1 | 0
| 20 | 11.6 | 0
| 21 | 11.11 | 0
| 22 | 11.07 | 0
| 23 | 11.02 | 0
| 24 | 10.98 | 0
5 | 1 | 14.02 | 0
| 2 | 13.76 | 0
| 3 | 13.5 | 0
| 4 | 13.41 | 0
| 5 | 13.32 | 0
| 6 | 13.22 | 0
| 7 | 14.29 | 0
| 8 | 15.37 | 45
| 9 | 16.44 | 112
| 10 | 16.82 | 58
| 11 | 17.21 | 223
| 12 | 17.59 | 171
| 13 | 17.92 | 213
| 14 | 18.25 | 181
| 15 | 18.58 | 69
| 16 | 17.38 | 96
| 17 | 16.18 | 0
| 18 | 14.98 | 0
| 19 | 14.29 | 0
| 20 | 13.6 | 0
| 21 | 12.91 | 0
| 22 | 12.42 | 0
| 23 | 11.93 | 0
| 24 | 11.44 | 0
6 | 1 | 10.24 | 0
| 2 | 9.31 | 0
| 3 | 8.37 | 0
| 4 | 9.06 | 0
| 5 | 9.74 | 0
| 6 | 10.42 | 27
| 7 | 11.83 | 177
| 8 | 13.24 | 396
| 9 | 14.64 | 560
| 10 | 15.22 | 632
| 11 | 15.81 | 616
| 12 | 16.39 | 577
| 13 | 17.07 | 588
| 14 | 17.75 | 665
| 15 | 18.43 | 234
| 16 | 17.72 | 262
| 17 | 17.01 | 331
| 18 | 16.29 | 290
| 19 | 14.75 | 116
| 20 | 13.21 | 0
| 21 | 11.67 | 0
| 22 | 11.07 | 0
| 23 | 10.47 | 0
| 24 | 9.88 | 0
7 | 1 | 11.66 | 0
| 2 | 11.04 | 0
| 3 | 10.41 | 0
| 4 | 10.2 | 0
| 5 | 9.98 | 0
| 6 | 9.76 | 0
| 7 | 12.46 | 141
| 8 | 15.15 | 336
| 9 | 17.84 | 516
| 10 | 19.16 | 664
| 11 | 20.48 | 756
| 12 | 21.8 | 818
| 13 | 22.26 | 803
| 14 | 22.72 | 756
| 15 | 23.17 | 656
| 16 | 21.98 | 499
| 17 | 20.78 | 316
| 18 | 19.59 | 118
| 19 | 18.24 | 0
| 20 | 16.89 | 0
| 21 | 15.54 | 0
| 22 | 15.05 | 0
| 23 | 14.57 | 0
| 24 | 14.08 | 0
8 | 1 | 17.82 | 0
| 2 | 16.73 | 0
| 3 | 15.64 | 0
| 4 | 15.69 | 0
| 5 | 15.75 | 0
| 6 | 15.8 | 57
| 7 | 16.71 | 214
| 8 | 17.62 | 388
| 9 | 18.53 | 556
| 10 | 19.37 | 693
| 11 | 20.21 | 692
| 12 | 21.05 | 699
| 13 | 21.19 | 227
| 14 | 21.33 | 707
| 15 | 21.47 | 419
| 16 | 20.76 | 359
| 17 | 20.04 | 251
| 18 | 19.33 | 140
| 19 | 18.49 | 41
| 20 | 17.66 | 0
| 21 | 16.83 | 0
| 22 | 16.59 | 0
| 23 | 16.35 | 0
| 24 | 16.11 | 0
9 | 1 | 19.69 | 0
| 2 | 19.15 | 0
| 3 | 18.61 | 0
| 4 | 18.89 | 0
| 5 | 19.16 | 0
| 6 | 19.44 | 26
| 7 | 21.01 | 144
| 8 | 22.57 | 297.95
| 9 | 24.14 | 232
| 10 | 25.18 | 314
| 11 | 26.23 | 528
| 12 | 27.27 | 494
| 13 | 27.58 | 714
| 14 | 27.89 | 745
| 15 | 28.19 | 549
| 16 | 27.54 | 479
| 17 | 26.88 | 358
| 18 | 26.23 | 186
| 19 | 24.8 | 56
| 20 | 23.38 | 0
| 21 | 21.96 | 0
| 22 | 22 | 0
| 23 | 22.04 | 0
| 24 | 22.08 | 0
10 | 1 | 20.79 | 0
| 2 | 20.35 | 0
| 3 | 19.91 | 0
| 4 | 20.43 | 0
| 5 | 20.94 | 0
| 6 | 21.45 | 86
| 7 | 23.12 | 253
| 8 | 24.79 | 446
| 9 | 26.46 | 509
| 10 | 26.99 | 758
| 11 | 27.52 | 860
| 12 | 28.05 | 937
| 13 | 29.15 | 967
| 14 | 30.26 | 918
| 15 | 31.37 | 824
| 16 | 30.52 | 692
| 17 | 29.67 | 384
| 18 | 28.82 | 333
| 19 | 27.29 | 97
| 20 | 25.76 | 0
| 21 | 24.23 | 0
| 22 | 23.34 | 0
| 23 | 22.44 | 0
| 24 | 21.55 | 0
11 | 1 | -12.551 | 0
12 | 1 | 39.963 | 1030.7

## df_Index
HourOfYear | PeriodOfYear
1 | 1
2 | 1
3 | 1
4 | 1
5 | 1
6 | 1
7 | 1
8 | 1
9 | 1
10 | 1
11 | 1
12 | 1
13 | 1
14 | 1
15 | 1
16 | 1
17 | 1
18 | 1
19 | 1
20 | 1
21 | 1
22 | 1
23 | 1
24 | 1
25 | 1
26 | 1
27 | 1
28 | 1
29 | 1
30 | 1
31 | 1
32 | 1
33 | 1
34 | 1
35 | 1
36 | 1
37 | 1
38 | 1
39 | 1
40 | 1
41 | 1
42 | 1
43 | 1
44 | 1
45 | 1
46 | 1
47 | 1
48 | 1
49 | 2
50 | 2
51 | 2
52 | 2
53 | 2
54 | 2
55 | 2
56 | 2
57 | 2
58 | 2
59 | 2
60 | 2
61 | 2
62 | 2
63 | 2
64 | 2
65 | 2
66 | 2
67 | 2
68 | 2
69 | 2
70 | 2
71 | 2
72 | 2
73 | 2
74 | 2
75 | 2
76 | 2
77 | 2
78 | 2
79 | 2
80 | 2
81 | 2
82 | 2
83 | 2
84 | 2
85 | 2
86 | 2
87 | 2
88 | 2
89 | 2
90 | 2
91 | 2
92 | 2
93 | 2
94 | 2
95 | 2
96 | 2
97 | 2
98 | 2
99 | 2
100 | 2
101 | 2
102 | 2
103 | 2
104 | 2
105 | 2
106 | 2
107 | 2
108 | 2
109 | 2
110 | 2
111 | 2
112 | 2
113 | 2
114 | 2
115 | 2
116 | 2
117 | 2
118 | 2
119 | 2
120 | 2
121 | 3
122 | 3
123 | 3
124 | 3
125 | 3
126 | 3
127 | 3
128 | 3
129 | 3
130 | 3
131 | 3
132 | 3
133 | 3
134 | 3
135 | 3
136 | 3
137 | 3
138 | 3
139 | 3
140 | 3
141 | 3
142 | 3
143 | 3
144 | 3
145 | 3
146 | 3
147 | 3
148 | 3
149 | 3
150 | 3
151 | 3
152 | 3
153 | 3
154 | 3
155 | 3
156 | 3
157 | 3
158 | 3
159 | 3
160 | 3
161 | 3
162 | 3
163 | 3
164 | 3
165 | 3
166 | 3
167 | 3
168 | 3
169 | 1
170 | 1
171 | 1
172 | 1
173 | 1
174 | 1
175 | 1
176 | 1
177 | 1
178 | 1
179 | 1
180 | 1
181 | 1
182 | 1
183 | 1
184 | 1
185 | 1
186 | 1
187 | 1
188 | 1
189 | 1
190 | 1
191 | 1
192 | 1
193 | 1
194 | 1
195 | 1
196 | 1
197 | 1
198 | 1
199 | 1
200 | 1
201 | 1
202 | 1
203 | 1
204 | 1
205 | 1
206 | 1
207 | 1
208 | 1
209 | 1
210 | 1
211 | 1
212 | 1
213 | 1
214 | 1
215 | 1
216 | 1
217 | 3
218 | 3
219 | 3
220 | 3
221 | 3
222 | 3
223 | 3
224 | 3
225 | 3
226 | 3
227 | 3
228 | 3
229 | 3
230 | 3
231 | 3
232 | 3
233 | 3
234 | 3
235 | 3
236 | 3
237 | 3
238 | 3
239 | 3
240 | 3
241 | 3
242 | 3
243 | 3
244 | 3
245 | 3
246 | 3
247 | 3
248 | 3
249 | 3
250 | 3
251 | 3
252 | 3
253 | 3
254 | 3
255 | 3
256 | 3
257 | 3
258 | 3
259 | 3
260 | 3
261 | 3
262 | 3
263 | 3
264 | 3
265 | 3
266 | 3
267 | 3
268 | 3
269 | 3
270 | 3
271 | 3
272 | 3
273 | 3
274 | 3
275 | 3
276 | 3
277 | 3
278 | 3
279 | 3
280 | 3
281 | 3
282 | 3
283 | 3
284 | 3
285 | 3
286 | 3
287 | 3
288 | 3
289 | 2
290 | 2
291 | 2
292 | 2
293 | 2
294 | 2
295 | 2
296 | 2
297 | 2
298 | 2
299 | 2
300 | 2
301 | 2
302 | 2
303 | 2
304 | 2
305 | 2
306 | 2
307 | 2
308 | 2
309 | 2
310 | 2
311 | 2
312 | 2
313 | 2
314 | 2
315 | 2
316 | 2
317 | 2
318 | 2
319 | 2
320 | 2
321 | 2
322 | 2
323 | 2
324 | 2
325 | 2
326 | 2
327 | 2
328 | 2
329 | 2
330 | 2
331 | 2
332 | 2
333 | 2
334 | 2
335 | 2
336 | 2
337 | 1
338 | 1
339 | 1
340 | 1
341 | 1
342 | 1
343 | 1
344 | 1
345 | 1
346 | 1
347 | 1
348 | 1
349 | 1
350 | 1
351 | 1
352 | 1
353 | 1
354 | 1
355 | 1
356 | 1
357 | 1
358 | 1
359 | 1
360 | 1
361 | 1
362 | 1
363 | 1
364 | 1
365 | 1
366 | 1
367 | 1
368 | 1
369 | 1
370 | 1
371 | 1
372 | 1
373 | 1
374 | 1
375 | 1
376 | 1
377 | 1
378 | 1
379 | 1
380 | 1
381 | 1
382 | 1
383 | 1
384 | 1
385 | 2
386 | 2
387 | 2
388 | 2
389 | 2
390 | 2
391 | 2
392 | 2
393 | 2
394 | 2
395 | 2
396 | 2
397 | 2
398 | 2
399 | 2
400 | 2
401 | 2
402 | 2
403 | 2
404 | 2
405 | 2
406 | 2
407 | 2
408 | 2
409 | 2
410 | 2
411 | 2
412 | 2
413 | 2
414 | 2
415 | 2
416 | 2
417 | 2
418 | 2
419 | 2
420 | 2
421 | 2
422 | 2
423 | 2
424 | 2
425 | 2
426 | 2
427 | 2
428 | 2
429 | 2
430 | 2
431 | 2
432 | 2
433 | 2
434 | 2
435 | 2
436 | 2
437 | 2
438 | 2
439 | 2
440 | 2
441 | 2
442 | 2
443 | 2
444 | 2
445 | 2
446 | 2
447 | 2
448 | 2
449 | 2
450 | 2
451 | 2
452 | 2
453 | 2
454 | 2
455 | 2
456 | 2
457 | 2
458 | 2
459 | 2
460 | 2
461 | 2
462 | 2
463 | 2
464 | 2
465 | 2
466 | 2
467 | 2
468 | 2
469 | 2
470 | 2
471 | 2
472 | 2
473 | 2
474 | 2
475 | 2
476 | 2
477 | 2
478 | 2
479 | 2
480 | 2
481 | 2
482 | 2
483 | 2
484 | 2
485 | 2
486 | 2
487 | 2
488 | 2
489 | 2
490 | 2
491 | 2
492 | 2
493 | 2
494 | 2
495 | 2
496 | 2
497 | 2
498 | 2
499 | 2
500 | 2
501 | 2
502 | 2
503 | 2
504 | 2
505 | 1
506 | 1
507 | 1
508 | 1
509 | 1
510 | 1
511 | 1
512 | 1
513 | 1
514 | 1
515 | 1
516 | 1
517 | 1
518 | 1
519 | 1
520 | 1
521 | 1
522 | 1
523 | 1
524 | 1
525 | 1
526 | 1
527 | 1
528 | 1
529 | 1
530 | 1
531 | 1
532 | 1
533 | 1
534 | 1
535 | 1
536 | 1
537 | 1
538 | 1
539 | 1
540 | 1
541 | 1
542 | 1
543 | 1
544 | 1
545 | 1
546 | 1
547 | 1
548 | 1
549 | 1
550 | 1
551 | 1
552 | 1
553 | 2
554 | 2
555 | 2
556 | 2
557 | 2
558 | 2
559 | 2
560 | 2
561 | 2
562 | 2
563 | 2
564 | 2
565 | 2
566 | 2
567 | 2
568 | 2
569 | 2
570 | 2
571 | 2
572 | 2
573 | 2
574 | 2
575 | 2
576 | 2
577 | 2
578 | 2
579 | 2
580 | 2
581 | 2
582 | 2
583 | 2
584 | 2
585 | 2
586 | 2
587 | 2
588 | 2
589 | 2
590 | 2
591 | 2
592 | 2
593 | 2
594 | 2
595 | 2
596 | 2
597 | 2
598 | 2
599 | 2
600 | 2
601 | 2
602 | 2
603 | 2
604 | 2
605 | 2
606 | 2
607 | 2
608 | 2
609 | 2
610 | 2
611 | 2
612 | 2
613 | 2
614 | 2
615 | 2
616 | 2
617 | 2
618 | 2
619 | 2
620 | 2
621 | 2
622 | 2
623 | 2
624 | 2
625 | 3
626 | 3
627 | 3
628 | 3
629 | 3
630 | 3
631 | 3
632 | 3
633 | 3
634 | 3
635 | 3
636 | 3
637 | 3
638 | 3
639 | 3
640 | 3
641 | 3
642 | 3
643 | 3
644 | 3
645 | 3
646 | 3
647 | 3
648 | 3
649 | 2
650 | 2
651 | 2
652 | 2
653 | 2
654 | 2
655 | 2
656 | 2
657 | 2
658 | 2
659 | 2
660 | 2
661 | 2
662 | 2
663 | 2
664 | 2
665 | 2
666 | 2
667 | 2
668 | 2
669 | 2
670 | 2
671 | 2
672 | 2
673 | 1
674 | 1
675 | 1
676 | 1
677 | 1
678 | 1
679 | 1
680 | 1
681 | 1
682 | 1
683 | 1
684 | 1
685 | 1
686 | 1
687 | 1
688 | 1
689 | 1
690 | 1
691 | 1
692 | 1
693 | 1
694 | 1
695 | 1
696 | 1
697 | 1
698 | 1
699 | 1
700 | 1
701 | 1
702 | 1
703 | 1
704 | 1
705 | 1
706 | 1
707 | 1
708 | 1
709 | 1
710 | 1
711 | 1
712 | 1
713 | 1
714 | 1
715 | 1
716 | 1
717 | 1
718 | 1
719 | 1
720 | 1
721 | 2
722 | 2
723 | 2
724 | 2
725 | 2
726 | 2
727 | 2
728 | 2
729 | 2
730 | 2
731 | 2
732 | 2
733 | 2
734 | 2
735 | 2
736 | 2
737 | 2
738 | 2
739 | 2
740 | 2
741 | 2
742 | 2
743 | 2
744 | 2
745 | 3
746 | 3
747 | 3
748 | 3
749 | 3
750 | 3
751 | 3
752 | 3
753 | 3
754 | 3
755 | 3
756 | 3
757 | 3
758 | 3
759 | 3
760 | 3
761 | 3
762 | 3
763 | 3
764 | 3
765 | 3
766 | 3
767 | 3
768 | 3
769 | 3
770 | 3
771 | 3
772 | 3
773 | 3
774 | 3
775 | 3
776 | 3
777 | 3
778 | 3
779 | 3
780 | 3
781 | 3
782 | 3
783 | 3
784 | 3
785 | 3
786 | 3
787 | 3
788 | 3
789 | 3
790 | 3
791 | 3
792 | 3
793 | 3
794 | 3
795 | 3
796 | 3
797 | 3
798 | 3
799 | 3
800 | 3
801 | 3
802 | 3
803 | 3
804 | 3
805 | 3
806 | 3
807 | 3
808 | 3
809 | 3
810 | 3
811 | 3
812 | 3
813 | 3
814 | 3
815 | 3
816 | 3
817 | 3
818 | 3
819 | 3
820 | 3
821 | 3
822 | 3
823 | 3
824 | 3
825 | 3
826 | 3
827 | 3
828 | 3
829 | 3
830 | 3
831 | 3
832 | 3
833 | 3
834 | 3
835 | 3
836 | 3
837 | 3
838 | 3
839 | 3
840 | 3
841 | 1
842 | 1
843 | 1
844 | 1
845 | 1
846 | 1
847 | 1
848 | 1
849 | 1
850 | 1
851 | 1
852 | 1
853 | 1
854 | 1
855 | 1
856 | 1
857 | 1
858 | 1
859 | 1
860 | 1
861 | 1
862 | 1
863 | 1
864 | 1
865 | 1
866 | 1
867 | 1
868 | 1
869 | 1
870 | 1
871 | 1
872 | 1
873 | 1
874 | 1
875 | 1
876 | 1
877 | 1
878 | 1
879 | 1
880 | 1
881 | 1
882 | 1
883 | 1
884 | 1
885 | 1
886 | 1
887 | 1
888 | 1
889 | 3
890 | 3
891 | 3
892 | 3
893 | 3
894 | 3
895 | 3
896 | 3
897 | 3
898 | 3
899 | 3
900 | 3
901 | 3
902 | 3
903 | 3
904 | 3
905 | 3
906 | 3
907 | 3
908 | 3
909 | 3
910 | 3
911 | 3
912 | 3
913 | 3
914 | 3
915 | 3
916 | 3
917 | 3
918 | 3
919 | 3
920 | 3
921 | 3
922 | 3
923 | 3
924 | 3
925 | 3
926 | 3
927 | 3
928 | 3
929 | 3
930 | 3
931 | 3
932 | 3
933 | 3
934 | 3
935 | 3
936 | 3
937 | 3
938 | 3
939 | 3
940 | 3
941 | 3
942 | 3
943 | 3
944 | 3
945 | 3
946 | 3
947 | 3
948 | 3
949 | 3
950 | 3
951 | 3
952 | 3
953 | 3
954 | 3
955 | 3
956 | 3
957 | 3
958 | 3
959 | 3
960 | 3
961 | 3
962 | 3
963 | 3
964 | 3
965 | 3
966 | 3
967 | 3
968 | 3
969 | 3
970 | 3
971 | 3
972 | 3
973 | 3
974 | 3
975 | 3
976 | 3
977 | 3
978 | 3
979 | 3
980 | 3
981 | 3
982 | 3
983 | 3
984 | 3
985 | 3
986 | 3
987 | 3
988 | 3
989 | 3
990 | 3
991 | 3
992 | 3
993 | 3
994 | 3
995 | 3
996 | 3
997 | 3
998 | 3
999 | 3
1000 | 3
1001 | 3
1002 | 3
1003 | 3
1004 | 3
1005 | 3
1006 | 3
1007 | 3
1008 | 3
1009 | 1
1010 | 1
1011 | 1
1012 | 1
1013 | 1
1014 | 1
1015 | 1
1016 | 1
1017 | 1
1018 | 1
1019 | 1
1020 | 1
1021 | 1
1022 | 1
1023 | 1
1024 | 1
1025 | 1
1026 | 1
1027 | 1
1028 | 1
1029 | 1
1030 | 1
1031 | 1
1032 | 1
1033 | 1
1034 | 1
1035 | 1
1036 | 1
1037 | 1
1038 | 1
1039 | 1
1040 | 1
1041 | 1
1042 | 1
1043 | 1
1044 | 1
1045 | 1
1046 | 1
1047 | 1
1048 | 1
1049 | 1
1050 | 1
1051 | 1
1052 | 1
1053 | 1
1054 | 1
1055 | 1
1056 | 1
1057 | 2
1058 | 2
1059 | 2
1060 | 2
1061 | 2
1062 | 2
1063 | 2
1064 | 2
1065 | 2
1066 | 2
1067 | 2
1068 | 2
1069 | 2
1070 | 2
1071 | 2
1072 | 2
1073 | 2
1074 | 2
1075 | 2
1076 | 2
1077 | 2
1078 | 2
1079 | 2
1080 | 2
1081 | 2
1082 | 2
1083 | 2
1084 | 2
1085 | 2
1086 | 2
1087 | 2
1088 | 2
1089 | 2
1090 | 2
1091 | 2
1092 | 2
1093 | 2
1094 | 2
1095 | 2
1096 | 2
1097 | 2
1098 | 2
1099 | 2
1100 | 2
1101 | 2
1102 | 2
1103 | 2
1104 | 2
1105 | 2
1106 | 2
1107 | 2
1108 | 2
1109 | 2
1110 | 2
1111 | 2
1112 | 2
1113 | 2
1114 | 2
1115 | 2
1116 | 2
1117 | 2
1118 | 2
1119 | 2
1120 | 2
1121 | 2
1122 | 2
1123 | 2
1124 | 2
1125 | 2
1126 | 2
1127 | 2
1128 | 2
1129 | 4
1130 | 4
1131 | 4
1132 | 4
1133 | 4
1134 | 4
1135 | 4
1136 | 4
1137 | 4
1138 | 4
1139 | 4
1140 | 4
1141 | 4
1142 | 4
1143 | 4
1144 | 4
1145 | 4
1146 | 4
1147 | 4
1148 | 4
1149 | 4
1150 | 4
1151 | 4
1152 | 4
1153 | 4
1154 | 4
1155 | 4
1156 | 4
1157 | 4
1158 | 4
1159 | 4
1160 | 4
1161 | 4
1162 | 4
1163 | 4
1164 | 4
1165 | 4
1166 | 4
1167 | 4
1168 | 4
1169 | 4
1170 | 4
1171 | 4
1172 | 4
1173 | 4
1174 | 4
1175 | 4
1176 | 4
1177 | 1
1178 | 1
1179 | 1
1180 | 1
1181 | 1
1182 | 1
1183 | 1
1184 | 1
1185 | 1
1186 | 1
1187 | 1
1188 | 1
1189 | 1
1190 | 1
1191 | 1
1192 | 1
1193 | 1
1194 | 1
1195 | 1
1196 | 1
1197 | 1
1198 | 1
1199 | 1
1200 | 1
1201 | 1
1202 | 1
1203 | 1
1204 | 1
1205 | 1
1206 | 1
1207 | 1
1208 | 1
1209 | 1
1210 | 1
1211 | 1
1212 | 1
1213 | 1
1214 | 1
1215 | 1
1216 | 1
1217 | 1
1218 | 1
1219 | 1
1220 | 1
1221 | 1
1222 | 1
1223 | 1
1224 | 1
1225 | 4
1226 | 4
1227 | 4
1228 | 4
1229 | 4
1230 | 4
1231 | 4
1232 | 4
1233 | 4
1234 | 4
1235 | 4
1236 | 4
1237 | 4
1238 | 4
1239 | 4
1240 | 4
1241 | 4
1242 | 4
1243 | 4
1244 | 4
1245 | 4
1246 | 4
1247 | 4
1248 | 4
1249 | 4
1250 | 4
1251 | 4
1252 | 4
1253 | 4
1254 | 4
1255 | 4
1256 | 4
1257 | 4
1258 | 4
1259 | 4
1260 | 4
1261 | 4
1262 | 4
1263 | 4
1264 | 4
1265 | 4
1266 | 4
1267 | 4
1268 | 4
1269 | 4
1270 | 4
1271 | 4
1272 | 4
1273 | 4
1274 | 4
1275 | 4
1276 | 4
1277 | 4
1278 | 4
1279 | 4
1280 | 4
1281 | 4
1282 | 4
1283 | 4
1284 | 4
1285 | 4
1286 | 4
1287 | 4
1288 | 4
1289 | 4
1290 | 4
1291 | 4
1292 | 4
1293 | 4
1294 | 4
1295 | 4
1296 | 4
1297 | 4
1298 | 4
1299 | 4
1300 | 4
1301 | 4
1302 | 4
1303 | 4
1304 | 4
1305 | 4
1306 | 4
1307 | 4
1308 | 4
1309 | 4
1310 | 4
1311 | 4
1312 | 4
1313 | 4
1314 | 4
1315 | 4
1316 | 4
1317 | 4
1318 | 4
1319 | 4
1320 | 4
1321 | 4
1322 | 4
1323 | 4
1324 | 4
1325 | 4
1326 | 4
1327 | 4
1328 | 4
1329 | 4
1330 | 4
1331 | 4
1332 | 4
1333 | 4
1334 | 4
1335 | 4
1336 | 4
1337 | 4
1338 | 4
1339 | 4
1340 | 4
1341 | 4
1342 | 4
1343 | 4
1344 | 4
1345 | 5
1346 | 5
1347 | 5
1348 | 5
1349 | 5
1350 | 5
1351 | 5
1352 | 5
1353 | 5
1354 | 5
1355 | 5
1356 | 5
1357 | 5
1358 | 5
1359 | 5
1360 | 5
1361 | 5
1362 | 5
1363 | 5
1364 | 5
1365 | 5
1366 | 5
1367 | 5
1368 | 5
1369 | 5
1370 | 5
1371 | 5
1372 | 5
1373 | 5
1374 | 5
1375 | 5
1376 | 5
1377 | 5
1378 | 5
1379 | 5
1380 | 5
1381 | 5
1382 | 5
1383 | 5
1384 | 5
1385 | 5
1386 | 5
1387 | 5
1388 | 5
1389 | 5
1390 | 5
1391 | 5
1392 | 5
1393 | 4
1394 | 4
1395 | 4
1396 | 4
1397 | 4
1398 | 4
1399 | 4
1400 | 4
1401 | 4
1402 | 4
1403 | 4
1404 | 4
1405 | 4
1406 | 4
1407 | 4
1408 | 4
1409 | 4
1410 | 4
1411 | 4
1412 | 4
1413 | 4
1414 | 4
1415 | 4
1416 | 4
1417 | 4
1418 | 4
1419 | 4
1420 | 4
1421 | 4
1422 | 4
1423 | 4
1424 | 4
1425 | 4
1426 | 4
1427 | 4
1428 | 4
1429 | 4
1430 | 4
1431 | 4
1432 | 4
1433 | 4
1434 | 4
1435 | 4
1436 | 4
1437 | 4
1438 | 4
1439 | 4
1440 | 4
1441 | 6
1442 | 6
1443 | 6
1444 | 6
1445 | 6
1446 | 6
1447 | 6
1448 | 6
1449 | 6
1450 | 6
1451 | 6
1452 | 6
1453 | 6
1454 | 6
1455 | 6
1456 | 6
1457 | 6
1458 | 6
1459 | 6
1460 | 6
1461 | 6
1462 | 6
1463 | 6
1464 | 6
1465 | 6
1466 | 6
1467 | 6
1468 | 6
1469 | 6
1470 | 6
1471 | 6
1472 | 6
1473 | 6
1474 | 6
1475 | 6
1476 | 6
1477 | 6
1478 | 6
1479 | 6
1480 | 6
1481 | 6
1482 | 6
1483 | 6
1484 | 6
1485 | 6
1486 | 6
1487 | 6
1488 | 6
1489 | 6
1490 | 6
1491 | 6
1492 | 6
1493 | 6
1494 | 6
1495 | 6
1496 | 6
1497 | 6
1498 | 6
1499 | 6
1500 | 6
1501 | 6
1502 | 6
1503 | 6
1504 | 6
1505 | 6
1506 | 6
1507 | 6
1508 | 6
1509 | 6
1510 | 6
1511 | 6
1512 | 6
1513 | 5
1514 | 5
1515 | 5
1516 | 5
1517 | 5
1518 | 5
1519 | 5
1520 | 5
1521 | 5
1522 | 5
1523 | 5
1524 | 5
1525 | 5
1526 | 5
1527 | 5
1528 | 5
1529 | 5
1530 | 5
1531 | 5
1532 | 5
1533 | 5
1534 | 5
1535 | 5
1536 | 5
1537 | 5
1538 | 5
1539 | 5
1540 | 5
1541 | 5
1542 | 5
1543 | 5
1544 | 5
1545 | 5
1546 | 5
1547 | 5
1548 | 5
1549 | 5
1550 | 5
1551 | 5
1552 | 5
1553 | 5
1554 | 5
1555 | 5
1556 | 5
1557 | 5
1558 | 5
1559 | 5
1560 | 5
1561 | 4
1562 | 4
1563 | 4
1564 | 4
1565 | 4
1566 | 4
1567 | 4
1568 | 4
1569 | 4
1570 | 4
1571 | 4
1572 | 4
1573 | 4
1574 | 4
1575 | 4
1576 | 4
1577 | 4
1578 | 4
1579 | 4
1580 | 4
1581 | 4
1582 | 4
1583 | 4
1584 | 4
1585 | 4
1586 | 4
1587 | 4
1588 | 4
1589 | 4
1590 | 4
1591 | 4
1592 | 4
1593 | 4
1594 | 4
1595 | 4
1596 | 4
1597 | 4
1598 | 4
1599 | 4
1600 | 4
1601 | 4
1602 | 4
1603 | 4
1604 | 4
1605 | 4
1606 | 4
1607 | 4
1608 | 4
1609 | 4
1610 | 4
1611 | 4
1612 | 4
1613 | 4
1614 | 4
1615 | 4
1616 | 4
1617 | 4
1618 | 4
1619 | 4
1620 | 4
1621 | 4
1622 | 4
1623 | 4
1624 | 4
1625 | 4
1626 | 4
1627 | 4
1628 | 4
1629 | 4
1630 | 4
1631 | 4
1632 | 4
1633 | 4
1634 | 4
1635 | 4
1636 | 4
1637 | 4
1638 | 4
1639 | 4
1640 | 4
1641 | 4
1642 | 4
1643 | 4
1644 | 4
1645 | 4
1646 | 4
1647 | 4
1648 | 4
1649 | 4
1650 | 4
1651 | 4
1652 | 4
1653 | 4
1654 | 4
1655 | 4
1656 | 4
1657 | 4
1658 | 4
1659 | 4
1660 | 4
1661 | 4
1662 | 4
1663 | 4
1664 | 4
1665 | 4
1666 | 4
1667 | 4
1668 | 4
1669 | 4
1670 | 4
1671 | 4
1672 | 4
1673 | 4
1674 | 4
1675 | 4
1676 | 4
1677 | 4
1678 | 4
1679 | 4
1680 | 4
1681 | 5
1682 | 5
1683 | 5
1684 | 5
1685 | 5
1686 | 5
1687 | 5
1688 | 5
1689 | 5
1690 | 5
1691 | 5
1692 | 5
1693 | 5
1694 | 5
1695 | 5
1696 | 5
1697 | 5
1698 | 5
1699 | 5
1700 | 5
1701 | 5
1702 | 5
1703 | 5
1704 | 5
1705 | 5
1706 | 5
1707 | 5
1708 | 5
1709 | 5
1710 | 5
1711 | 5
1712 | 5
1713 | 5
1714 | 5
1715 | 5
1716 | 5
1717 | 5
1718 | 5
1719 | 5
1720 | 5
1721 | 5
1722 | 5
1723 | 5
1724 | 5
1725 | 5
1726 | 5
1727 | 5
1728 | 5
1729 | 6
1730 | 6
1731 | 6
1732 | 6
1733 | 6
1734 | 6
1735 | 6
1736 | 6
1737 | 6
1738 | 6
1739 | 6
1740 | 6
1741 | 6
1742 | 6
1743 | 6
1744 | 6
1745 | 6
1746 | 6
1747 | 6
1748 | 6
1749 | 6
1750 | 6
1751 | 6
1752 | 6
1753 | 6
1754 | 6
1755 | 6
1756 | 6
1757 | 6
1758 | 6
1759 | 6
1760 | 6
1761 | 6
1762 | 6
1763 | 6
1764 | 6
1765 | 6
1766 | 6
1767 | 6
1768 | 6
1769 | 6
1770 | 6
1771 | 6
1772 | 6
1773 | 6
1774 | 6
1775 | 6
1776 | 6
1777 | 6
1778 | 6
1779 | 6
1780 | 6
1781 | 6
1782 | 6
1783 | 6
1784 | 6
1785 | 6
1786 | 6
1787 | 6
1788 | 6
1789 | 6
1790 | 6
1791 | 6
1792 | 6
1793 | 6
1794 | 6
1795 | 6
1796 | 6
1797 | 6
1798 | 6
1799 | 6
1800 | 6
1801 | 6
1802 | 6
1803 | 6
1804 | 6
1805 | 6
1806 | 6
1807 | 6
1808 | 6
1809 | 6
1810 | 6
1811 | 6
1812 | 6
1813 | 6
1814 | 6
1815 | 6
1816 | 6
1817 | 6
1818 | 6
1819 | 6
1820 | 6
1821 | 6
1822 | 6
1823 | 6
1824 | 6
1825 | 6
1826 | 6
1827 | 6
1828 | 6
1829 | 6
1830 | 6
1831 | 6
1832 | 6
1833 | 6
1834 | 6
1835 | 6
1836 | 6
1837 | 6
1838 | 6
1839 | 6
1840 | 6
1841 | 6
1842 | 6
1843 | 6
1844 | 6
1845 | 6
1846 | 6
1847 | 6
1848 | 6
1849 | 5
1850 | 5
1851 | 5
1852 | 5
1853 | 5
1854 | 5
1855 | 5
1856 | 5
1857 | 5
1858 | 5
1859 | 5
1860 | 5
1861 | 5
1862 | 5
1863 | 5
1864 | 5
1865 | 5
1866 | 5
1867 | 5
1868 | 5
1869 | 5
1870 | 5
1871 | 5
1872 | 5
1873 | 5
1874 | 5
1875 | 5
1876 | 5
1877 | 5
1878 | 5
1879 | 5
1880 | 5
1881 | 5
1882 | 5
1883 | 5
1884 | 5
1885 | 5
1886 | 5
1887 | 5
1888 | 5
1889 | 5
1890 | 5
1891 | 5
1892 | 5
1893 | 5
1894 | 5
1895 | 5
1896 | 5
1897 | 6
1898 | 6
1899 | 6
1900 | 6
1901 | 6
1902 | 6
1903 | 6
1904 | 6
1905 | 6
1906 | 6
1907 | 6
1908 | 6
1909 | 6
1910 | 6
1911 | 6
1912 | 6
1913 | 6
1914 | 6
1915 | 6
1916 | 6
1917 | 6
1918 | 6
1919 | 6
1920 | 6
1921 | 6
1922 | 6
1923 | 6
1924 | 6
1925 | 6
1926 | 6
1927 | 6
1928 | 6
1929 | 6
1930 | 6
1931 | 6
1932 | 6
1933 | 6
1934 | 6
1935 | 6
1936 | 6
1937 | 6
1938 | 6
1939 | 6
1940 | 6
1941 | 6
1942 | 6
1943 | 6
1944 | 6
1945 | 6
1946 | 6
1947 | 6
1948 | 6
1949 | 6
1950 | 6
1951 | 6
1952 | 6
1953 | 6
1954 | 6
1955 | 6
1956 | 6
1957 | 6
1958 | 6
1959 | 6
1960 | 6
1961 | 6
1962 | 6
1963 | 6
1964 | 6
1965 | 6
1966 | 6
1967 | 6
1968 | 6
1969 | 6
1970 | 6
1971 | 6
1972 | 6
1973 | 6
1974 | 6
1975 | 6
1976 | 6
1977 | 6
1978 | 6
1979 | 6
1980 | 6
1981 | 6
1982 | 6
1983 | 6
1984 | 6
1985 | 6
1986 | 6
1987 | 6
1988 | 6
1989 | 6
1990 | 6
1991 | 6
1992 | 6
1993 | 6
1994 | 6
1995 | 6
1996 | 6
1997 | 6
1998 | 6
1999 | 6
2000 | 6
2001 | 6
2002 | 6
2003 | 6
2004 | 6
2005 | 6
2006 | 6
2007 | 6
2008 | 6
2009 | 6
2010 | 6
2011 | 6
2012 | 6
2013 | 6
2014 | 6
2015 | 6
2016 | 6
2017 | 7
2018 | 7
2019 | 7
2020 | 7
2021 | 7
2022 | 7
2023 | 7
2024 | 7
2025 | 7
2026 | 7
2027 | 7
2028 | 7
2029 | 7
2030 | 7
2031 | 7
2032 | 7
2033 | 7
2034 | 7
2035 | 7
2036 | 7
2037 | 7
2038 | 7
2039 | 7
2040 | 7
2041 | 7
2042 | 7
2043 | 7
2044 | 7
2045 | 7
2046 | 7
2047 | 7
2048 | 7
2049 | 7
2050 | 7
2051 | 7
2052 | 7
2053 | 7
2054 | 7
2055 | 7
2056 | 7
2057 | 7
2058 | 7
2059 | 7
2060 | 7
2061 | 7
2062 | 7
2063 | 7
2064 | 7
2065 | 6
2066 | 6
2067 | 6
2068 | 6
2069 | 6
2070 | 6
2071 | 6
2072 | 6
2073 | 6
2074 | 6
2075 | 6
2076 | 6
2077 | 6
2078 | 6
2079 | 6
2080 | 6
2081 | 6
2082 | 6
2083 | 6
2084 | 6
2085 | 6
2086 | 6
2087 | 6
2088 | 6
2089 | 8
2090 | 8
2091 | 8
2092 | 8
2093 | 8
2094 | 8
2095 | 8
2096 | 8
2097 | 8
2098 | 8
2099 | 8
2100 | 8
2101 | 8
2102 | 8
2103 | 8
2104 | 8
2105 | 8
2106 | 8
2107 | 8
2108 | 8
2109 | 8
2110 | 8
2111 | 8
2112 | 8
2113 | 8
2114 | 8
2115 | 8
2116 | 8
2117 | 8
2118 | 8
2119 | 8
2120 | 8
2121 | 8
2122 | 8
2123 | 8
2124 | 8
2125 | 8
2126 | 8
2127 | 8
2128 | 8
2129 | 8
2130 | 8
2131 | 8
2132 | 8
2133 | 8
2134 | 8
2135 | 8
2136 | 8
2137 | 8
2138 | 8
2139 | 8
2140 | 8
2141 | 8
2142 | 8
2143 | 8
2144 | 8
2145 | 8
2146 | 8
2147 | 8
2148 | 8
2149 | 8
2150 | 8
2151 | 8
2152 | 8
2153 | 8
2154 | 8
2155 | 8
2156 | 8
2157 | 8
2158 | 8
2159 | 8
2160 | 8
2161 | 4
2162 | 4
2163 | 4
2164 | 4
2165 | 4
2166 | 4
2167 | 4
2168 | 4
2169 | 4
2170 | 4
2171 | 4
2172 | 4
2173 | 4
2174 | 4
2175 | 4
2176 | 4
2177 | 4
2178 | 4
2179 | 4
2180 | 4
2181 | 4
2182 | 4
2183 | 4
2184 | 4
2185 | 7
2186 | 7
2187 | 7
2188 | 7
2189 | 7
2190 | 7
2191 | 7
2192 | 7
2193 | 7
2194 | 7
2195 | 7
2196 | 7
2197 | 7
2198 | 7
2199 | 7
2200 | 7
2201 | 7
2202 | 7
2203 | 7
2204 | 7
2205 | 7
2206 | 7
2207 | 7
2208 | 7
2209 | 7
2210 | 7
2211 | 7
2212 | 7
2213 | 7
2214 | 7
2215 | 7
2216 | 7
2217 | 7
2218 | 7
2219 | 7
2220 | 7
2221 | 7
2222 | 7
2223 | 7
2224 | 7
2225 | 7
2226 | 7
2227 | 7
2228 | 7
2229 | 7
2230 | 7
2231 | 7
2232 | 7
2233 | 8
2234 | 8
2235 | 8
2236 | 8
2237 | 8
2238 | 8
2239 | 8
2240 | 8
2241 | 8
2242 | 8
2243 | 8
2244 | 8
2245 | 8
2246 | 8
2247 | 8
2248 | 8
2249 | 8
2250 | 8
2251 | 8
2252 | 8
2253 | 8
2254 | 8
2255 | 8
2256 | 8
2257 | 8
2258 | 8
2259 | 8
2260 | 8
2261 | 8
2262 | 8
2263 | 8
2264 | 8
2265 | 8
2266 | 8
2267 | 8
2268 | 8
2269 | 8
2270 | 8
2271 | 8
2272 | 8
2273 | 8
2274 | 8
2275 | 8
2276 | 8
2277 | 8
2278 | 8
2279 | 8
2280 | 8
2281 | 6
2282 | 6
2283 | 6
2284 | 6
2285 | 6
2286 | 6
2287 | 6
2288 | 6
2289 | 6
2290 | 6
2291 | 6
2292 | 6
2293 | 6
2294 | 6
2295 | 6
2296 | 6
2297 | 6
2298 | 6
2299 | 6
2300 | 6
2301 | 6
2302 | 6
2303 | 6
2304 | 6
2305 | 6
2306 | 6
2307 | 6
2308 | 6
2309 | 6
2310 | 6
2311 | 6
2312 | 6
2313 | 6
2314 | 6
2315 | 6
2316 | 6
2317 | 6
2318 | 6
2319 | 6
2320 | 6
2321 | 6
2322 | 6
2323 | 6
2324 | 6
2325 | 6
2326 | 6
2327 | 6
2328 | 6
2329 | 8
2330 | 8
2331 | 8
2332 | 8
2333 | 8
2334 | 8
2335 | 8
2336 | 8
2337 | 8
2338 | 8
2339 | 8
2340 | 8
2341 | 8
2342 | 8
2343 | 8
2344 | 8
2345 | 8
2346 | 8
2347 | 8
2348 | 8
2349 | 8
2350 | 8
2351 | 8
2352 | 8
2353 | 7
2354 | 7
2355 | 7
2356 | 7
2357 | 7
2358 | 7
2359 | 7
2360 | 7
2361 | 7
2362 | 7
2363 | 7
2364 | 7
2365 | 7
2366 | 7
2367 | 7
2368 | 7
2369 | 7
2370 | 7
2371 | 7
2372 | 7
2373 | 7
2374 | 7
2375 | 7
2376 | 7
2377 | 7
2378 | 7
2379 | 7
2380 | 7
2381 | 7
2382 | 7
2383 | 7
2384 | 7
2385 | 7
2386 | 7
2387 | 7
2388 | 7
2389 | 7
2390 | 7
2391 | 7
2392 | 7
2393 | 7
2394 | 7
2395 | 7
2396 | 7
2397 | 7
2398 | 7
2399 | 7
2400 | 7
2401 | 6
2402 | 6
2403 | 6
2404 | 6
2405 | 6
2406 | 6
2407 | 6
2408 | 6
2409 | 6
2410 | 6
2411 | 6
2412 | 6
2413 | 6
2414 | 6
2415 | 6
2416 | 6
2417 | 6
2418 | 6
2419 | 6
2420 | 6
2421 | 6
2422 | 6
2423 | 6
2424 | 6
2425 | 8
2426 | 8
2427 | 8
2428 | 8
2429 | 8
2430 | 8
2431 | 8
2432 | 8
2433 | 8
2434 | 8
2435 | 8
2436 | 8
2437 | 8
2438 | 8
2439 | 8
2440 | 8
2441 | 8
2442 | 8
2443 | 8
2444 | 8
2445 | 8
2446 | 8
2447 | 8
2448 | 8
2449 | 8
2450 | 8
2451 | 8
2452 | 8
2453 | 8
2454 | 8
2455 | 8
2456 | 8
2457 | 8
2458 | 8
2459 | 8
2460 | 8
2461 | 8
2462 | 8
2463 | 8
2464 | 8
2465 | 8
2466 | 8
2467 | 8
2468 | 8
2469 | 8
2470 | 8
2471 | 8
2472 | 8
2473 | 8
2474 | 8
2475 | 8
2476 | 8
2477 | 8
2478 | 8
2479 | 8
2480 | 8
2481 | 8
2482 | 8
2483 | 8
2484 | 8
2485 | 8
2486 | 8
2487 | 8
2488 | 8
2489 | 8
2490 | 8
2491 | 8
2492 | 8
2493 | 8
2494 | 8
2495 | 8
2496 | 8
2497 | 4
2498 | 4
2499 | 4
2500 | 4
2501 | 4
2502 | 4
2503 | 4
2504 | 4
2505 | 4
2506 | 4
2507 | 4
2508 | 4
2509 | 4
2510 | 4
2511 | 4
2512 | 4
2513 | 4
2514 | 4
2515 | 4
2516 | 4
2517 | 4
2518 | 4
2519 | 4
2520 | 4
2521 | 5
2522 | 5
2523 | 5
2524 | 5
2525 | 5
2526 | 5
2527 | 5
2528 | 5
2529 | 5
2530 | 5
2531 | 5
2532 | 5
2533 | 5
2534 | 5
2535 | 5
2536 | 5
2537 | 5
2538 | 5
2539 | 5
2540 | 5
2541 | 5
2542 | 5
2543 | 5
2544 | 5
2545 | 7
2546 | 7
2547 | 7
2548 | 7
2549 | 7
2550 | 7
2551 | 7
2552 | 7
2553 | 7
2554 | 7
2555 | 7
2556 | 7
2557 | 7
2558 | 7
2559 | 7
2560 | 7
2561 | 7
2562 | 7
2563 | 7
2564 | 7
2565 | 7
2566 | 7
2567 | 7
2568 | 7
2569 | 6
2570 | 6
2571 | 6
2572 | 6
2573 | 6
2574 | 6
2575 | 6
2576 | 6
2577 | 6
2578 | 6
2579 | 6
2580 | 6
2581 | 6
2582 | 6
2583 | 6
2584 | 6
2585 | 6
2586 | 6
2587 | 6
2588 | 6
2589 | 6
2590 | 6
2591 | 6
2592 | 6
2593 | 6
2594 | 6
2595 | 6
2596 | 6
2597 | 6
2598 | 6
2599 | 6
2600 | 6
2601 | 6
2602 | 6
2603 | 6
2604 | 6
2605 | 6
2606 | 6
2607 | 6
2608 | 6
2609 | 6
2610 | 6
2611 | 6
2612 | 6
2613 | 6
2614 | 6
2615 | 6
2616 | 6
2617 | 8
2618 | 8
2619 | 8
2620 | 8
2621 | 8
2622 | 8
2623 | 8
2624 | 8
2625 | 8
2626 | 8
2627 | 8
2628 | 8
2629 | 8
2630 | 8
2631 | 8
2632 | 8
2633 | 8
2634 | 8
2635 | 8
2636 | 8
2637 | 8
2638 | 8
2639 | 8
2640 | 8
2641 | 8
2642 | 8
2643 | 8
2644 | 8
2645 | 8
2646 | 8
2647 | 8
2648 | 8
2649 | 8
2650 | 8
2651 | 8
2652 | 8
2653 | 8
2654 | 8
2655 | 8
2656 | 8
2657 | 8
2658 | 8
2659 | 8
2660 | 8
2661 | 8
2662 | 8
2663 | 8
2664 | 8
2665 | 8
2666 | 8
2667 | 8
2668 | 8
2669 | 8
2670 | 8
2671 | 8
2672 | 8
2673 | 8
2674 | 8
2675 | 8
2676 | 8
2677 | 8
2678 | 8
2679 | 8
2680 | 8
2681 | 8
2682 | 8
2683 | 8
2684 | 8
2685 | 8
2686 | 8
2687 | 8
2688 | 8
2689 | 7
2690 | 7
2691 | 7
2692 | 7
2693 | 7
2694 | 7
2695 | 7
2696 | 7
2697 | 7
2698 | 7
2699 | 7
2700 | 7
2701 | 7
2702 | 7
2703 | 7
2704 | 7
2705 | 7
2706 | 7
2707 | 7
2708 | 7
2709 | 7
2710 | 7
2711 | 7
2712 | 7
2713 | 7
2714 | 7
2715 | 7
2716 | 7
2717 | 7
2718 | 7
2719 | 7
2720 | 7
2721 | 7
2722 | 7
2723 | 7
2724 | 7
2725 | 7
2726 | 7
2727 | 7
2728 | 7
2729 | 7
2730 | 7
2731 | 7
2732 | 7
2733 | 7
2734 | 7
2735 | 7
2736 | 7
2737 | 4
2738 | 4
2739 | 4
2740 | 4
2741 | 4
2742 | 4
2743 | 4
2744 | 4
2745 | 4
2746 | 4
2747 | 4
2748 | 4
2749 | 4
2750 | 4
2751 | 4
2752 | 4
2753 | 4
2754 | 4
2755 | 4
2756 | 4
2757 | 4
2758 | 4
2759 | 4
2760 | 4
2761 | 4
2762 | 4
2763 | 4
2764 | 4
2765 | 4
2766 | 4
2767 | 4
2768 | 4
2769 | 4
2770 | 4
2771 | 4
2772 | 4
2773 | 4
2774 | 4
2775 | 4
2776 | 4
2777 | 4
2778 | 4
2779 | 4
2780 | 4
2781 | 4
2782 | 4
2783 | 4
2784 | 4
2785 | 6
2786 | 6
2787 | 6
2788 | 6
2789 | 6
2790 | 6
2791 | 6
2792 | 6
2793 | 6
2794 | 6
2795 | 6
2796 | 6
2797 | 6
2798 | 6
2799 | 6
2800 | 6
2801 | 6
2802 | 6
2803 | 6
2804 | 6
2805 | 6
2806 | 6
2807 | 6
2808 | 6
2809 | 4
2810 | 4
2811 | 4
2812 | 4
2813 | 4
2814 | 4
2815 | 4
2816 | 4
2817 | 4
2818 | 4
2819 | 4
2820 | 4
2821 | 4
2822 | 4
2823 | 4
2824 | 4
2825 | 4
2826 | 4
2827 | 4
2828 | 4
2829 | 4
2830 | 4
2831 | 4
2832 | 4
2833 | 8
2834 | 8
2835 | 8
2836 | 8
2837 | 8
2838 | 8
2839 | 8
2840 | 8
2841 | 8
2842 | 8
2843 | 8
2844 | 8
2845 | 8
2846 | 8
2847 | 8
2848 | 8
2849 | 8
2850 | 8
2851 | 8
2852 | 8
2853 | 8
2854 | 8
2855 | 8
2856 | 8
2857 | 7
2858 | 7
2859 | 7
2860 | 7
2861 | 7
2862 | 7
2863 | 7
2864 | 7
2865 | 7
2866 | 7
2867 | 7
2868 | 7
2869 | 7
2870 | 7
2871 | 7
2872 | 7
2873 | 7
2874 | 7
2875 | 7
2876 | 7
2877 | 7
2878 | 7
2879 | 7
2880 | 7
2881 | 7
2882 | 7
2883 | 7
2884 | 7
2885 | 7
2886 | 7
2887 | 7
2888 | 7
2889 | 7
2890 | 7
2891 | 7
2892 | 7
2893 | 7
2894 | 7
2895 | 7
2896 | 7
2897 | 7
2898 | 7
2899 | 7
2900 | 7
2901 | 7
2902 | 7
2903 | 7
2904 | 7
2905 | 4
2906 | 4
2907 | 4
2908 | 4
2909 | 4
2910 | 4
2911 | 4
2912 | 4
2913 | 4
2914 | 4
2915 | 4
2916 | 4
2917 | 4
2918 | 4
2919 | 4
2920 | 4
2921 | 4
2922 | 4
2923 | 4
2924 | 4
2925 | 4
2926 | 4
2927 | 4
2928 | 4
2929 | 6
2930 | 6
2931 | 6
2932 | 6
2933 | 6
2934 | 6
2935 | 6
2936 | 6
2937 | 6
2938 | 6
2939 | 6
2940 | 6
2941 | 6
2942 | 6
2943 | 6
2944 | 6
2945 | 6
2946 | 6
2947 | 6
2948 | 6
2949 | 6
2950 | 6
2951 | 6
2952 | 6
2953 | 6
2954 | 6
2955 | 6
2956 | 6
2957 | 6
2958 | 6
2959 | 6
2960 | 6
2961 | 6
2962 | 6
2963 | 6
2964 | 6
2965 | 6
2966 | 6
2967 | 6
2968 | 6
2969 | 6
2970 | 6
2971 | 6
2972 | 6
2973 | 6
2974 | 6
2975 | 6
2976 | 6
2977 | 4
2978 | 4
2979 | 4
2980 | 4
2981 | 4
2982 | 4
2983 | 4
2984 | 4
2985 | 4
2986 | 4
2987 | 4
2988 | 4
2989 | 4
2990 | 4
2991 | 4
2992 | 4
2993 | 4
2994 | 4
2995 | 4
2996 | 4
2997 | 4
2998 | 4
2999 | 4
3000 | 4
3001 | 4
3002 | 4
3003 | 4
3004 | 4
3005 | 4
3006 | 4
3007 | 4
3008 | 4
3009 | 4
3010 | 4
3011 | 4
3012 | 4
3013 | 4
3014 | 4
3015 | 4
3016 | 4
3017 | 4
3018 | 4
3019 | 4
3020 | 4
3021 | 4
3022 | 4
3023 | 4
3024 | 4
3025 | 7
3026 | 7
3027 | 7
3028 | 7
3029 | 7
3030 | 7
3031 | 7
3032 | 7
3033 | 7
3034 | 7
3035 | 7
3036 | 7
3037 | 7
3038 | 7
3039 | 7
3040 | 7
3041 | 7
3042 | 7
3043 | 7
3044 | 7
3045 | 7
3046 | 7
3047 | 7
3048 | 7
3049 | 7
3050 | 7
3051 | 7
3052 | 7
3053 | 7
3054 | 7
3055 | 7
3056 | 7
3057 | 7
3058 | 7
3059 | 7
3060 | 7
3061 | 7
3062 | 7
3063 | 7
3064 | 7
3065 | 7
3066 | 7
3067 | 7
3068 | 7
3069 | 7
3070 | 7
3071 | 7
3072 | 7
3073 | 6
3074 | 6
3075 | 6
3076 | 6
3077 | 6
3078 | 6
3079 | 6
3080 | 6
3081 | 6
3082 | 6
3083 | 6
3084 | 6
3085 | 6
3086 | 6
3087 | 6
3088 | 6
3089 | 6
3090 | 6
3091 | 6
3092 | 6
3093 | 6
3094 | 6
3095 | 6
3096 | 6
3097 | 8
3098 | 8
3099 | 8
3100 | 8
3101 | 8
3102 | 8
3103 | 8
3104 | 8
3105 | 8
3106 | 8
3107 | 8
3108 | 8
3109 | 8
3110 | 8
3111 | 8
3112 | 8
3113 | 8
3114 | 8
3115 | 8
3116 | 8
3117 | 8
3118 | 8
3119 | 8
3120 | 8
3121 | 6
3122 | 6
3123 | 6
3124 | 6
3125 | 6
3126 | 6
3127 | 6
3128 | 6
3129 | 6
3130 | 6
3131 | 6
3132 | 6
3133 | 6
3134 | 6
3135 | 6
3136 | 6
3137 | 6
3138 | 6
3139 | 6
3140 | 6
3141 | 6
3142 | 6
3143 | 6
3144 | 6
3145 | 8
3146 | 8
3147 | 8
3148 | 8
3149 | 8
3150 | 8
3151 | 8
3152 | 8
3153 | 8
3154 | 8
3155 | 8
3156 | 8
3157 | 8
3158 | 8
3159 | 8
3160 | 8
3161 | 8
3162 | 8
3163 | 8
3164 | 8
3165 | 8
3166 | 8
3167 | 8
3168 | 8
3169 | 4
3170 | 4
3171 | 4
3172 | 4
3173 | 4
3174 | 4
3175 | 4
3176 | 4
3177 | 4
3178 | 4
3179 | 4
3180 | 4
3181 | 4
3182 | 4
3183 | 4
3184 | 4
3185 | 4
3186 | 4
3187 | 4
3188 | 4
3189 | 4
3190 | 4
3191 | 4
3192 | 4
3193 | 7
3194 | 7
3195 | 7
3196 | 7
3197 | 7
3198 | 7
3199 | 7
3200 | 7
3201 | 7
3202 | 7
3203 | 7
3204 | 7
3205 | 7
3206 | 7
3207 | 7
3208 | 7
3209 | 7
3210 | 7
3211 | 7
3212 | 7
3213 | 7
3214 | 7
3215 | 7
3216 | 7
3217 | 5
3218 | 5
3219 | 5
3220 | 5
3221 | 5
3222 | 5
3223 | 5
3224 | 5
3225 | 5
3226 | 5
3227 | 5
3228 | 5
3229 | 5
3230 | 5
3231 | 5
3232 | 5
3233 | 5
3234 | 5
3235 | 5
3236 | 5
3237 | 5
3238 | 5
3239 | 5
3240 | 5
3241 | 6
3242 | 6
3243 | 6
3244 | 6
3245 | 6
3246 | 6
3247 | 6
3248 | 6
3249 | 6
3250 | 6
3251 | 6
3252 | 6
3253 | 6
3254 | 6
3255 | 6
3256 | 6
3257 | 6
3258 | 6
3259 | 6
3260 | 6
3261 | 6
3262 | 6
3263 | 6
3264 | 6
3265 | 4
3266 | 4
3267 | 4
3268 | 4
3269 | 4
3270 | 4
3271 | 4
3272 | 4
3273 | 4
3274 | 4
3275 | 4
3276 | 4
3277 | 4
3278 | 4
3279 | 4
3280 | 4
3281 | 4
3282 | 4
3283 | 4
3284 | 4
3285 | 4
3286 | 4
3287 | 4
3288 | 4
3289 | 8
3290 | 8
3291 | 8
3292 | 8
3293 | 8
3294 | 8
3295 | 8
3296 | 8
3297 | 8
3298 | 8
3299 | 8
3300 | 8
3301 | 8
3302 | 8
3303 | 8
3304 | 8
3305 | 8
3306 | 8
3307 | 8
3308 | 8
3309 | 8
3310 | 8
3311 | 8
3312 | 8
3313 | 9
3314 | 9
3315 | 9
3316 | 9
3317 | 9
3318 | 9
3319 | 9
3320 | 9
3321 | 9
3322 | 9
3323 | 9
3324 | 9
3325 | 9
3326 | 9
3327 | 9
3328 | 9
3329 | 9
3330 | 9
3331 | 9
3332 | 9
3333 | 9
3334 | 9
3335 | 9
3336 | 9
3337 | 8
3338 | 8
3339 | 8
3340 | 8
3341 | 8
3342 | 8
3343 | 8
3344 | 8
3345 | 8
3346 | 8
3347 | 8
3348 | 8
3349 | 8
3350 | 8
3351 | 8
3352 | 8
3353 | 8
3354 | 8
3355 | 8
3356 | 8
3357 | 8
3358 | 8
3359 | 8
3360 | 8
3361 | 7
3362 | 7
3363 | 7
3364 | 7
3365 | 7
3366 | 7
3367 | 7
3368 | 7
3369 | 7
3370 | 7
3371 | 7
3372 | 7
3373 | 7
3374 | 7
3375 | 7
3376 | 7
3377 | 7
3378 | 7
3379 | 7
3380 | 7
3381 | 7
3382 | 7
3383 | 7
3384 | 7
3385 | 5
3386 | 5
3387 | 5
3388 | 5
3389 | 5
3390 | 5
3391 | 5
3392 | 5
3393 | 5
3394 | 5
3395 | 5
3396 | 5
3397 | 5
3398 | 5
3399 | 5
3400 | 5
3401 | 5
3402 | 5
3403 | 5
3404 | 5
3405 | 5
3406 | 5
3407 | 5
3408 | 5
3409 | 8
3410 | 8
3411 | 8
3412 | 8
3413 | 8
3414 | 8
3415 | 8
3416 | 8
3417 | 8
3418 | 8
3419 | 8
3420 | 8
3421 | 8
3422 | 8
3423 | 8
3424 | 8
3425 | 8
3426 | 8
3427 | 8
3428 | 8
3429 | 8
3430 | 8
3431 | 8
3432 | 8
3433 | 9
3434 | 9
3435 | 9
3436 | 9
3437 | 9
3438 | 9
3439 | 9
3440 | 9
3441 | 9
3442 | 9
3443 | 9
3444 | 9
3445 | 9
3446 | 9
3447 | 9
3448 | 9
3449 | 9
3450 | 9
3451 | 9
3452 | 9
3453 | 9
3454 | 9
3455 | 9
3456 | 9
3457 | 9
3458 | 9
3459 | 9
3460 | 9
3461 | 9
3462 | 9
3463 | 9
3464 | 9
3465 | 9
3466 | 9
3467 | 9
3468 | 9
3469 | 9
3470 | 9
3471 | 9
3472 | 9
3473 | 9
3474 | 9
3475 | 9
3476 | 9
3477 | 9
3478 | 9
3479 | 9
3480 | 9
3481 | 9
3482 | 9
3483 | 9
3484 | 9
3485 | 9
3486 | 9
3487 | 9
3488 | 9
3489 | 9
3490 | 9
3491 | 9
3492 | 9
3493 | 9
3494 | 9
3495 | 9
3496 | 9
3497 | 9
3498 | 9
3499 | 9
3500 | 9
3501 | 9
3502 | 9
3503 | 9
3504 | 9
3505 | 9
3506 | 9
3507 | 9
3508 | 9
3509 | 9
3510 | 9
3511 | 9
3512 | 9
3513 | 9
3514 | 9
3515 | 9
3516 | 9
3517 | 9
3518 | 9
3519 | 9
3520 | 9
3521 | 9
3522 | 9
3523 | 9
3524 | 9
3525 | 9
3526 | 9
3527 | 9
3528 | 9
3529 | 10
3530 | 10
3531 | 10
3532 | 10
3533 | 10
3534 | 10
3535 | 10
3536 | 10
3537 | 10
3538 | 10
3539 | 10
3540 | 10
3541 | 10
3542 | 10
3543 | 10
3544 | 10
3545 | 10
3546 | 10
3547 | 10
3548 | 10
3549 | 10
3550 | 10
3551 | 10
3552 | 10
3553 | 5
3554 | 5
3555 | 5
3556 | 5
3557 | 5
3558 | 5
3559 | 5
3560 | 5
3561 | 5
3562 | 5
3563 | 5
3564 | 5
3565 | 5
3566 | 5
3567 | 5
3568 | 5
3569 | 5
3570 | 5
3571 | 5
3572 | 5
3573 | 5
3574 | 5
3575 | 5
3576 | 5
3577 | 9
3578 | 9
3579 | 9
3580 | 9
3581 | 9
3582 | 9
3583 | 9
3584 | 9
3585 | 9
3586 | 9
3587 | 9
3588 | 9
3589 | 9
3590 | 9
3591 | 9
3592 | 9
3593 | 9
3594 | 9
3595 | 9
3596 | 9
3597 | 9
3598 | 9
3599 | 9
3600 | 9
3601 | 9
3602 | 9
3603 | 9
3604 | 9
3605 | 9
3606 | 9
3607 | 9
3608 | 9
3609 | 9
3610 | 9
3611 | 9
3612 | 9
3613 | 9
3614 | 9
3615 | 9
3616 | 9
3617 | 9
3618 | 9
3619 | 9
3620 | 9
3621 | 9
3622 | 9
3623 | 9
3624 | 9
3625 | 8
3626 | 8
3627 | 8
3628 | 8
3629 | 8
3630 | 8
3631 | 8
3632 | 8
3633 | 8
3634 | 8
3635 | 8
3636 | 8
3637 | 8
3638 | 8
3639 | 8
3640 | 8
3641 | 8
3642 | 8
3643 | 8
3644 | 8
3645 | 8
3646 | 8
3647 | 8
3648 | 8
3649 | 6
3650 | 6
3651 | 6
3652 | 6
3653 | 6
3654 | 6
3655 | 6
3656 | 6
3657 | 6
3658 | 6
3659 | 6
3660 | 6
3661 | 6
3662 | 6
3663 | 6
3664 | 6
3665 | 6
3666 | 6
3667 | 6
3668 | 6
3669 | 6
3670 | 6
3671 | 6
3672 | 6
3673 | 8
3674 | 8
3675 | 8
3676 | 8
3677 | 8
3678 | 8
3679 | 8
3680 | 8
3681 | 8
3682 | 8
3683 | 8
3684 | 8
3685 | 8
3686 | 8
3687 | 8
3688 | 8
3689 | 8
3690 | 8
3691 | 8
3692 | 8
3693 | 8
3694 | 8
3695 | 8
3696 | 8
3697 | 5
3698 | 5
3699 | 5
3700 | 5
3701 | 5
3702 | 5
3703 | 5
3704 | 5
3705 | 5
3706 | 5
3707 | 5
3708 | 5
3709 | 5
3710 | 5
3711 | 5
3712 | 5
3713 | 5
3714 | 5
3715 | 5
3716 | 5
3717 | 5
3718 | 5
3719 | 5
3720 | 5
3721 | 7
3722 | 7
3723 | 7
3724 | 7
3725 | 7
3726 | 7
3727 | 7
3728 | 7
3729 | 7
3730 | 7
3731 | 7
3732 | 7
3733 | 7
3734 | 7
3735 | 7
3736 | 7
3737 | 7
3738 | 7
3739 | 7
3740 | 7
3741 | 7
3742 | 7
3743 | 7
3744 | 7
3745 | 9
3746 | 9
3747 | 9
3748 | 9
3749 | 9
3750 | 9
3751 | 9
3752 | 9
3753 | 9
3754 | 9
3755 | 9
3756 | 9
3757 | 9
3758 | 9
3759 | 9
3760 | 9
3761 | 9
3762 | 9
3763 | 9
3764 | 9
3765 | 9
3766 | 9
3767 | 9
3768 | 9
3769 | 9
3770 | 9
3771 | 9
3772 | 9
3773 | 9
3774 | 9
3775 | 9
3776 | 9
3777 | 9
3778 | 9
3779 | 9
3780 | 9
3781 | 9
3782 | 9
3783 | 9
3784 | 9
3785 | 9
3786 | 9
3787 | 9
3788 | 9
3789 | 9
3790 | 9
3791 | 9
3792 | 9
3793 | 9
3794 | 9
3795 | 9
3796 | 9
3797 | 9
3798 | 9
3799 | 9
3800 | 9
3801 | 9
3802 | 9
3803 | 9
3804 | 9
3805 | 9
3806 | 9
3807 | 9
3808 | 9
3809 | 9
3810 | 9
3811 | 9
3812 | 9
3813 | 9
3814 | 9
3815 | 9
3816 | 9
3817 | 9
3818 | 9
3819 | 9
3820 | 9
3821 | 9
3822 | 9
3823 | 9
3824 | 9
3825 | 9
3826 | 9
3827 | 9
3828 | 9
3829 | 9
3830 | 9
3831 | 9
3832 | 9
3833 | 9
3834 | 9
3835 | 9
3836 | 9
3837 | 9
3838 | 9
3839 | 9
3840 | 9
3841 | 9
3842 | 9
3843 | 9
3844 | 9
3845 | 9
3846 | 9
3847 | 9
3848 | 9
3849 | 9
3850 | 9
3851 | 9
3852 | 9
3853 | 9
3854 | 9
3855 | 9
3856 | 9
3857 | 9
3858 | 9
3859 | 9
3860 | 9
3861 | 9
3862 | 9
3863 | 9
3864 | 9
3865 | 10
3866 | 10
3867 | 10
3868 | 10
3869 | 10
3870 | 10
3871 | 10
3872 | 10
3873 | 10
3874 | 10
3875 | 10
3876 | 10
3877 | 10
3878 | 10
3879 | 10
3880 | 10
3881 | 10
3882 | 10
3883 | 10
3884 | 10
3885 | 10
3886 | 10
3887 | 10
3888 | 10
3889 | 10
3890 | 10
3891 | 10
3892 | 10
3893 | 10
3894 | 10
3895 | 10
3896 | 10
3897 | 10
3898 | 10
3899 | 10
3900 | 10
3901 | 10
3902 | 10
3903 | 10
3904 | 10
3905 | 10
3906 | 10
3907 | 10
3908 | 10
3909 | 10
3910 | 10
3911 | 10
3912 | 10
3913 | 9
3914 | 9
3915 | 9
3916 | 9
3917 | 9
3918 | 9
3919 | 9
3920 | 9
3921 | 9
3922 | 9
3923 | 9
3924 | 9
3925 | 9
3926 | 9
3927 | 9
3928 | 9
3929 | 9
3930 | 9
3931 | 9
3932 | 9
3933 | 9
3934 | 9
3935 | 9
3936 | 9
3937 | 9
3938 | 9
3939 | 9
3940 | 9
3941 | 9
3942 | 9
3943 | 9
3944 | 9
3945 | 9
3946 | 9
3947 | 9
3948 | 9
3949 | 9
3950 | 9
3951 | 9
3952 | 9
3953 | 9
3954 | 9
3955 | 9
3956 | 9
3957 | 9
3958 | 9
3959 | 9
3960 | 9
3961 | 9
3962 | 9
3963 | 9
3964 | 9
3965 | 9
3966 | 9
3967 | 9
3968 | 9
3969 | 9
3970 | 9
3971 | 9
3972 | 9
3973 | 9
3974 | 9
3975 | 9
3976 | 9
3977 | 9
3978 | 9
3979 | 9
3980 | 9
3981 | 9
3982 | 9
3983 | 9
3984 | 9
3985 | 9
3986 | 9
3987 | 9
3988 | 9
3989 | 9
3990 | 9
3991 | 9
3992 | 9
3993 | 9
3994 | 9
3995 | 9
3996 | 9
3997 | 9
3998 | 9
3999 | 9
4000 | 9
4001 | 9
4002 | 9
4003 | 9
4004 | 9
4005 | 9
4006 | 9
4007 | 9
4008 | 9
4009 | 9
4010 | 9
4011 | 9
4012 | 9
4013 | 9
4014 | 9
4015 | 9
4016 | 9
4017 | 9
4018 | 9
4019 | 9
4020 | 9
4021 | 9
4022 | 9
4023 | 9
4024 | 9
4025 | 9
4026 | 9
4027 | 9
4028 | 9
4029 | 9
4030 | 9
4031 | 9
4032 | 9
4033 | 7
4034 | 7
4035 | 7
4036 | 7
4037 | 7
4038 | 7
4039 | 7
4040 | 7
4041 | 7
4042 | 7
4043 | 7
4044 | 7
4045 | 7
4046 | 7
4047 | 7
4048 | 7
4049 | 7
4050 | 7
4051 | 7
4052 | 7
4053 | 7
4054 | 7
4055 | 7
4056 | 7
4057 | 7
4058 | 7
4059 | 7
4060 | 7
4061 | 7
4062 | 7
4063 | 7
4064 | 7
4065 | 7
4066 | 7
4067 | 7
4068 | 7
4069 | 7
4070 | 7
4071 | 7
4072 | 7
4073 | 7
4074 | 7
4075 | 7
4076 | 7
4077 | 7
4078 | 7
4079 | 7
4080 | 7
4081 | 9
4082 | 9
4083 | 9
4084 | 9
4085 | 9
4086 | 9
4087 | 9
4088 | 9
4089 | 9
4090 | 9
4091 | 9
4092 | 9
4093 | 9
4094 | 9
4095 | 9
4096 | 9
4097 | 9
4098 | 9
4099 | 9
4100 | 9
4101 | 9
4102 | 9
4103 | 9
4104 | 9
4105 | 9
4106 | 9
4107 | 9
4108 | 9
4109 | 9
4110 | 9
4111 | 9
4112 | 9
4113 | 9
4114 | 9
4115 | 9
4116 | 9
4117 | 9
4118 | 9
4119 | 9
4120 | 9
4121 | 9
4122 | 9
4123 | 9
4124 | 9
4125 | 9
4126 | 9
4127 | 9
4128 | 9
4129 | 9
4130 | 9
4131 | 9
4132 | 9
4133 | 9
4134 | 9
4135 | 9
4136 | 9
4137 | 9
4138 | 9
4139 | 9
4140 | 9
4141 | 9
4142 | 9
4143 | 9
4144 | 9
4145 | 9
4146 | 9
4147 | 9
4148 | 9
4149 | 9
4150 | 9
4151 | 9
4152 | 9
4153 | 9
4154 | 9
4155 | 9
4156 | 9
4157 | 9
4158 | 9
4159 | 9
4160 | 9
4161 | 9
4162 | 9
4163 | 9
4164 | 9
4165 | 9
4166 | 9
4167 | 9
4168 | 9
4169 | 9
4170 | 9
4171 | 9
4172 | 9
4173 | 9
4174 | 9
4175 | 9
4176 | 9
4177 | 8
4178 | 8
4179 | 8
4180 | 8
4181 | 8
4182 | 8
4183 | 8
4184 | 8
4185 | 8
4186 | 8
4187 | 8
4188 | 8
4189 | 8
4190 | 8
4191 | 8
4192 | 8
4193 | 8
4194 | 8
4195 | 8
4196 | 8
4197 | 8
4198 | 8
4199 | 8
4200 | 8
4201 | 10
4202 | 10
4203 | 10
4204 | 10
4205 | 10
4206 | 10
4207 | 10
4208 | 10
4209 | 10
4210 | 10
4211 | 10
4212 | 10
4213 | 10
4214 | 10
4215 | 10
4216 | 10
4217 | 10
4218 | 10
4219 | 10
4220 | 10
4221 | 10
4222 | 10
4223 | 10
4224 | 10
4225 | 10
4226 | 10
4227 | 10
4228 | 10
4229 | 10
4230 | 10
4231 | 10
4232 | 10
4233 | 10
4234 | 10
4235 | 10
4236 | 10
4237 | 10
4238 | 10
4239 | 10
4240 | 10
4241 | 10
4242 | 10
4243 | 10
4244 | 10
4245 | 10
4246 | 10
4247 | 10
4248 | 10
4249 | 9
4250 | 9
4251 | 9
4252 | 9
4253 | 9
4254 | 9
4255 | 9
4256 | 9
4257 | 9
4258 | 9
4259 | 9
4260 | 9
4261 | 9
4262 | 9
4263 | 9
4264 | 9
4265 | 9
4266 | 9
4267 | 9
4268 | 9
4269 | 9
4270 | 9
4271 | 9
4272 | 9
4273 | 8
4274 | 8
4275 | 8
4276 | 8
4277 | 8
4278 | 8
4279 | 8
4280 | 8
4281 | 8
4282 | 8
4283 | 8
4284 | 8
4285 | 8
4286 | 8
4287 | 8
4288 | 8
4289 | 8
4290 | 8
4291 | 8
4292 | 8
4293 | 8
4294 | 8
4295 | 8
4296 | 8
4297 | 6
4298 | 6
4299 | 6
4300 | 6
4301 | 6
4302 | 6
4303 | 6
4304 | 6
4305 | 6
4306 | 6
4307 | 6
4308 | 6
4309 | 6
4310 | 6
4311 | 6
4312 | 6
4313 | 6
4314 | 6
4315 | 6
4316 | 6
4317 | 6
4318 | 6
4319 | 6
4320 | 6
4321 | 8
4322 | 8
4323 | 8
4324 | 8
4325 | 8
4326 | 8
4327 | 8
4328 | 8
4329 | 8
4330 | 8
4331 | 8
4332 | 8
4333 | 8
4334 | 8
4335 | 8
4336 | 8
4337 | 8
4338 | 8
4339 | 8
4340 | 8
4341 | 8
4342 | 8
4343 | 8
4344 | 8
4345 | 9
4346 | 9
4347 | 9
4348 | 9
4349 | 9
4350 | 9
4351 | 9
4352 | 9
4353 | 9
4354 | 9
4355 | 9
4356 | 9
4357 | 9
4358 | 9
4359 | 9
4360 | 9
4361 | 9
4362 | 9
4363 | 9
4364 | 9
4365 | 9
4366 | 9
4367 | 9
4368 | 9
4369 | 10
4370 | 10
4371 | 10
4372 | 10
4373 | 10
4374 | 10
4375 | 10
4376 | 10
4377 | 10
4378 | 10
4379 | 10
4380 | 10
4381 | 10
4382 | 10
4383 | 10
4384 | 10
4385 | 10
4386 | 10
4387 | 10
4388 | 10
4389 | 10
4390 | 10
4391 | 10
4392 | 10
4393 | 10
4394 | 10
4395 | 10
4396 | 10
4397 | 10
4398 | 10
4399 | 10
4400 | 10
4401 | 10
4402 | 10
4403 | 10
4404 | 10
4405 | 10
4406 | 10
4407 | 10
4408 | 10
4409 | 10
4410 | 10
4411 | 10
4412 | 10
4413 | 10
4414 | 10
4415 | 10
4416 | 10
4417 | 9
4418 | 9
4419 | 9
4420 | 9
4421 | 9
4422 | 9
4423 | 9
4424 | 9
4425 | 9
4426 | 9
4427 | 9
4428 | 9
4429 | 9
4430 | 9
4431 | 9
4432 | 9
4433 | 9
4434 | 9
4435 | 9
4436 | 9
4437 | 9
4438 | 9
4439 | 9
4440 | 9
4441 | 9
4442 | 9
4443 | 9
4444 | 9
4445 | 9
4446 | 9
4447 | 9
4448 | 9
4449 | 9
4450 | 9
4451 | 9
4452 | 9
4453 | 9
4454 | 9
4455 | 9
4456 | 9
4457 | 9
4458 | 9
4459 | 9
4460 | 9
4461 | 9
4462 | 9
4463 | 9
4464 | 9
4465 | 9
4466 | 9
4467 | 9
4468 | 9
4469 | 9
4470 | 9
4471 | 9
4472 | 9
4473 | 9
4474 | 9
4475 | 9
4476 | 9
4477 | 9
4478 | 9
4479 | 9
4480 | 9
4481 | 9
4482 | 9
4483 | 9
4484 | 9
4485 | 9
4486 | 9
4487 | 9
4488 | 9
4489 | 9
4490 | 9
4491 | 9
4492 | 9
4493 | 9
4494 | 9
4495 | 9
4496 | 9
4497 | 9
4498 | 9
4499 | 9
4500 | 9
4501 | 9
4502 | 9
4503 | 9
4504 | 9
4505 | 9
4506 | 9
4507 | 9
4508 | 9
4509 | 9
4510 | 9
4511 | 9
4512 | 9
4513 | 9
4514 | 9
4515 | 9
4516 | 9
4517 | 9
4518 | 9
4519 | 9
4520 | 9
4521 | 9
4522 | 9
4523 | 9
4524 | 9
4525 | 9
4526 | 9
4527 | 9
4528 | 9
4529 | 9
4530 | 9
4531 | 9
4532 | 9
4533 | 9
4534 | 9
4535 | 9
4536 | 9
4537 | 10
4538 | 10
4539 | 10
4540 | 10
4541 | 10
4542 | 10
4543 | 10
4544 | 10
4545 | 10
4546 | 10
4547 | 10
4548 | 10
4549 | 10
4550 | 10
4551 | 10
4552 | 10
4553 | 10
4554 | 10
4555 | 10
4556 | 10
4557 | 10
4558 | 10
4559 | 10
4560 | 10
4561 | 10
4562 | 10
4563 | 10
4564 | 10
4565 | 10
4566 | 10
4567 | 10
4568 | 10
4569 | 10
4570 | 10
4571 | 10
4572 | 10
4573 | 10
4574 | 10
4575 | 10
4576 | 10
4577 | 10
4578 | 10
4579 | 10
4580 | 10
4581 | 10
4582 | 10
4583 | 10
4584 | 10
4585 | 9
4586 | 9
4587 | 9
4588 | 9
4589 | 9
4590 | 9
4591 | 9
4592 | 9
4593 | 9
4594 | 9
4595 | 9
4596 | 9
4597 | 9
4598 | 9
4599 | 9
4600 | 9
4601 | 9
4602 | 9
4603 | 9
4604 | 9
4605 | 9
4606 | 9
4607 | 9
4608 | 9
4609 | 9
4610 | 9
4611 | 9
4612 | 9
4613 | 9
4614 | 9
4615 | 9
4616 | 9
4617 | 9
4618 | 9
4619 | 9
4620 | 9
4621 | 9
4622 | 9
4623 | 9
4624 | 9
4625 | 9
4626 | 9
4627 | 9
4628 | 9
4629 | 9
4630 | 9
4631 | 9
4632 | 9
4633 | 9
4634 | 9
4635 | 9
4636 | 9
4637 | 9
4638 | 9
4639 | 9
4640 | 9
4641 | 9
4642 | 9
4643 | 9
4644 | 9
4645 | 9
4646 | 9
4647 | 9
4648 | 9
4649 | 9
4650 | 9
4651 | 9
4652 | 9
4653 | 9
4654 | 9
4655 | 9
4656 | 9
4657 | 9
4658 | 9
4659 | 9
4660 | 9
4661 | 9
4662 | 9
4663 | 9
4664 | 9
4665 | 9
4666 | 9
4667 | 9
4668 | 9
4669 | 9
4670 | 9
4671 | 9
4672 | 9
4673 | 9
4674 | 9
4675 | 9
4676 | 9
4677 | 9
4678 | 9
4679 | 9
4680 | 9
4681 | 9
4682 | 9
4683 | 9
4684 | 9
4685 | 9
4686 | 9
4687 | 9
4688 | 9
4689 | 9
4690 | 9
4691 | 9
4692 | 9
4693 | 9
4694 | 9
4695 | 9
4696 | 9
4697 | 9
4698 | 9
4699 | 9
4700 | 9
4701 | 9
4702 | 9
4703 | 9
4704 | 9
4705 | 10
4706 | 10
4707 | 10
4708 | 10
4709 | 10
4710 | 10
4711 | 10
4712 | 10
4713 | 10
4714 | 10
4715 | 10
4716 | 10
4717 | 10
4718 | 10
4719 | 10
4720 | 10
4721 | 10
4722 | 10
4723 | 10
4724 | 10
4725 | 10
4726 | 10
4727 | 10
4728 | 10
4729 | 7
4730 | 7
4731 | 7
4732 | 7
4733 | 7
4734 | 7
4735 | 7
4736 | 7
4737 | 7
4738 | 7
4739 | 7
4740 | 7
4741 | 7
4742 | 7
4743 | 7
4744 | 7
4745 | 7
4746 | 7
4747 | 7
4748 | 7
4749 | 7
4750 | 7
4751 | 7
4752 | 7
4753 | 9
4754 | 9
4755 | 9
4756 | 9
4757 | 9
4758 | 9
4759 | 9
4760 | 9
4761 | 9
4762 | 9
4763 | 9
4764 | 9
4765 | 9
4766 | 9
4767 | 9
4768 | 9
4769 | 9
4770 | 9
4771 | 9
4772 | 9
4773 | 9
4774 | 9
4775 | 9
4776 | 9
4777 | 9
4778 | 9
4779 | 9
4780 | 9
4781 | 9
4782 | 9
4783 | 9
4784 | 9
4785 | 9
4786 | 9
4787 | 9
4788 | 9
4789 | 9
4790 | 9
4791 | 9
4792 | 9
4793 | 9
4794 | 9
4795 | 9
4796 | 9
4797 | 9
4798 | 9
4799 | 9
4800 | 9
4801 | 9
4802 | 9
4803 | 9
4804 | 9
4805 | 9
4806 | 9
4807 | 9
4808 | 9
4809 | 9
4810 | 9
4811 | 9
4812 | 9
4813 | 9
4814 | 9
4815 | 9
4816 | 9
4817 | 9
4818 | 9
4819 | 9
4820 | 9
4821 | 9
4822 | 9
4823 | 9
4824 | 9
4825 | 9
4826 | 9
4827 | 9
4828 | 9
4829 | 9
4830 | 9
4831 | 9
4832 | 9
4833 | 9
4834 | 9
4835 | 9
4836 | 9
4837 | 9
4838 | 9
4839 | 9
4840 | 9
4841 | 9
4842 | 9
4843 | 9
4844 | 9
4845 | 9
4846 | 9
4847 | 9
4848 | 9
4849 | 6
4850 | 6
4851 | 6
4852 | 6
4853 | 6
4854 | 6
4855 | 6
4856 | 6
4857 | 6
4858 | 6
4859 | 6
4860 | 6
4861 | 6
4862 | 6
4863 | 6
4864 | 6
4865 | 6
4866 | 6
4867 | 6
4868 | 6
4869 | 6
4870 | 6
4871 | 6
4872 | 6
4873 | 7
4874 | 7
4875 | 7
4876 | 7
4877 | 7
4878 | 7
4879 | 7
4880 | 7
4881 | 7
4882 | 7
4883 | 7
4884 | 7
4885 | 7
4886 | 7
4887 | 7
4888 | 7
4889 | 7
4890 | 7
4891 | 7
4892 | 7
4893 | 7
4894 | 7
4895 | 7
4896 | 7
4897 | 7
4898 | 7
4899 | 7
4900 | 7
4901 | 7
4902 | 7
4903 | 7
4904 | 7
4905 | 7
4906 | 7
4907 | 7
4908 | 7
4909 | 7
4910 | 7
4911 | 7
4912 | 7
4913 | 7
4914 | 7
4915 | 7
4916 | 7
4917 | 7
4918 | 7
4919 | 7
4920 | 7
4921 | 9
4922 | 9
4923 | 9
4924 | 9
4925 | 9
4926 | 9
4927 | 9
4928 | 9
4929 | 9
4930 | 9
4931 | 9
4932 | 9
4933 | 9
4934 | 9
4935 | 9
4936 | 9
4937 | 9
4938 | 9
4939 | 9
4940 | 9
4941 | 9
4942 | 9
4943 | 9
4944 | 9
4945 | 8
4946 | 8
4947 | 8
4948 | 8
4949 | 8
4950 | 8
4951 | 8
4952 | 8
4953 | 8
4954 | 8
4955 | 8
4956 | 8
4957 | 8
4958 | 8
4959 | 8
4960 | 8
4961 | 8
4962 | 8
4963 | 8
4964 | 8
4965 | 8
4966 | 8
4967 | 8
4968 | 8
4969 | 8
4970 | 8
4971 | 8
4972 | 8
4973 | 8
4974 | 8
4975 | 8
4976 | 8
4977 | 8
4978 | 8
4979 | 8
4980 | 8
4981 | 8
4982 | 8
4983 | 8
4984 | 8
4985 | 8
4986 | 8
4987 | 8
4988 | 8
4989 | 8
4990 | 8
4991 | 8
4992 | 8
4993 | 8
4994 | 8
4995 | 8
4996 | 8
4997 | 8
4998 | 8
4999 | 8
5000 | 8
5001 | 8
5002 | 8
5003 | 8
5004 | 8
5005 | 8
5006 | 8
5007 | 8
5008 | 8
5009 | 8
5010 | 8
5011 | 8
5012 | 8
5013 | 8
5014 | 8
5015 | 8
5016 | 8
5017 | 8
5018 | 8
5019 | 8
5020 | 8
5021 | 8
5022 | 8
5023 | 8
5024 | 8
5025 | 8
5026 | 8
5027 | 8
5028 | 8
5029 | 8
5030 | 8
5031 | 8
5032 | 8
5033 | 8
5034 | 8
5035 | 8
5036 | 8
5037 | 8
5038 | 8
5039 | 8
5040 | 8
5041 | 7
5042 | 7
5043 | 7
5044 | 7
5045 | 7
5046 | 7
5047 | 7
5048 | 7
5049 | 7
5050 | 7
5051 | 7
5052 | 7
5053 | 7
5054 | 7
5055 | 7
5056 | 7
5057 | 7
5058 | 7
5059 | 7
5060 | 7
5061 | 7
5062 | 7
5063 | 7
5064 | 7
5065 | 10
5066 | 10
5067 | 10
5068 | 10
5069 | 10
5070 | 10
5071 | 10
5072 | 10
5073 | 10
5074 | 10
5075 | 10
5076 | 10
5077 | 10
5078 | 10
5079 | 10
5080 | 10
5081 | 10
5082 | 10
5083 | 10
5084 | 10
5085 | 10
5086 | 10
5087 | 10
5088 | 10
5089 | 6
5090 | 6
5091 | 6
5092 | 6
5093 | 6
5094 | 6
5095 | 6
5096 | 6
5097 | 6
5098 | 6
5099 | 6
5100 | 6
5101 | 6
5102 | 6
5103 | 6
5104 | 6
5105 | 6
5106 | 6
5107 | 6
5108 | 6
5109 | 6
5110 | 6
5111 | 6
5112 | 6
5113 | 9
5114 | 9
5115 | 9
5116 | 9
5117 | 9
5118 | 9
5119 | 9
5120 | 9
5121 | 9
5122 | 9
5123 | 9
5124 | 9
5125 | 9
5126 | 9
5127 | 9
5128 | 9
5129 | 9
5130 | 9
5131 | 9
5132 | 9
5133 | 9
5134 | 9
5135 | 9
5136 | 9
5137 | 8
5138 | 8
5139 | 8
5140 | 8
5141 | 8
5142 | 8
5143 | 8
5144 | 8
5145 | 8
5146 | 8
5147 | 8
5148 | 8
5149 | 8
5150 | 8
5151 | 8
5152 | 8
5153 | 8
5154 | 8
5155 | 8
5156 | 8
5157 | 8
5158 | 8
5159 | 8
5160 | 8
5161 | 9
5162 | 9
5163 | 9
5164 | 9
5165 | 9
5166 | 9
5167 | 9
5168 | 9
5169 | 9
5170 | 9
5171 | 9
5172 | 9
5173 | 9
5174 | 9
5175 | 9
5176 | 9
5177 | 9
5178 | 9
5179 | 9
5180 | 9
5181 | 9
5182 | 9
5183 | 9
5184 | 9
5185 | 8
5186 | 8
5187 | 8
5188 | 8
5189 | 8
5190 | 8
5191 | 8
5192 | 8
5193 | 8
5194 | 8
5195 | 8
5196 | 8
5197 | 8
5198 | 8
5199 | 8
5200 | 8
5201 | 8
5202 | 8
5203 | 8
5204 | 8
5205 | 8
5206 | 8
5207 | 8
5208 | 8
5209 | 7
5210 | 7
5211 | 7
5212 | 7
5213 | 7
5214 | 7
5215 | 7
5216 | 7
5217 | 7
5218 | 7
5219 | 7
5220 | 7
5221 | 7
5222 | 7
5223 | 7
5224 | 7
5225 | 7
5226 | 7
5227 | 7
5228 | 7
5229 | 7
5230 | 7
5231 | 7
5232 | 7
5233 | 7
5234 | 7
5235 | 7
5236 | 7
5237 | 7
5238 | 7
5239 | 7
5240 | 7
5241 | 7
5242 | 7
5243 | 7
5244 | 7
5245 | 7
5246 | 7
5247 | 7
5248 | 7
5249 | 7
5250 | 7
5251 | 7
5252 | 7
5253 | 7
5254 | 7
5255 | 7
5256 | 7
5257 | 9
5258 | 9
5259 | 9
5260 | 9
5261 | 9
5262 | 9
5263 | 9
5264 | 9
5265 | 9
5266 | 9
5267 | 9
5268 | 9
5269 | 9
5270 | 9
5271 | 9
5272 | 9
5273 | 9
5274 | 9
5275 | 9
5276 | 9
5277 | 9
5278 | 9
5279 | 9
5280 | 9
5281 | 9
5282 | 9
5283 | 9
5284 | 9
5285 | 9
5286 | 9
5287 | 9
5288 | 9
5289 | 9
5290 | 9
5291 | 9
5292 | 9
5293 | 9
5294 | 9
5295 | 9
5296 | 9
5297 | 9
5298 | 9
5299 | 9
5300 | 9
5301 | 9
5302 | 9
5303 | 9
5304 | 9
5305 | 6
5306 | 6
5307 | 6
5308 | 6
5309 | 6
5310 | 6
5311 | 6
5312 | 6
5313 | 6
5314 | 6
5315 | 6
5316 | 6
5317 | 6
5318 | 6
5319 | 6
5320 | 6
5321 | 6
5322 | 6
5323 | 6
5324 | 6
5325 | 6
5326 | 6
5327 | 6
5328 | 6
5329 | 8
5330 | 8
5331 | 8
5332 | 8
5333 | 8
5334 | 8
5335 | 8
5336 | 8
5337 | 8
5338 | 8
5339 | 8
5340 | 8
5341 | 8
5342 | 8
5343 | 8
5344 | 8
5345 | 8
5346 | 8
5347 | 8
5348 | 8
5349 | 8
5350 | 8
5351 | 8
5352 | 8
5353 | 8
5354 | 8
5355 | 8
5356 | 8
5357 | 8
5358 | 8
5359 | 8
5360 | 8
5361 | 8
5362 | 8
5363 | 8
5364 | 8
5365 | 8
5366 | 8
5367 | 8
5368 | 8
5369 | 8
5370 | 8
5371 | 8
5372 | 8
5373 | 8
5374 | 8
5375 | 8
5376 | 8
5377 | 7
5378 | 7
5379 | 7
5380 | 7
5381 | 7
5382 | 7
5383 | 7
5384 | 7
5385 | 7
5386 | 7
5387 | 7
5388 | 7
5389 | 7
5390 | 7
5391 | 7
5392 | 7
5393 | 7
5394 | 7
5395 | 7
5396 | 7
5397 | 7
5398 | 7
5399 | 7
5400 | 7
5401 | 10
5402 | 10
5403 | 10
5404 | 10
5405 | 10
5406 | 10
5407 | 10
5408 | 10
5409 | 10
5410 | 10
5411 | 10
5412 | 10
5413 | 10
5414 | 10
5415 | 10
5416 | 10
5417 | 10
5418 | 10
5419 | 10
5420 | 10
5421 | 10
5422 | 10
5423 | 10
5424 | 10
5425 | 9
5426 | 9
5427 | 9
5428 | 9
5429 | 9
5430 | 9
5431 | 9
5432 | 9
5433 | 9
5434 | 9
5435 | 9
5436 | 9
5437 | 9
5438 | 9
5439 | 9
5440 | 9
5441 | 9
5442 | 9
5443 | 9
5444 | 9
5445 | 9
5446 | 9
5447 | 9
5448 | 9
5449 | 9
5450 | 9
5451 | 9
5452 | 9
5453 | 9
5454 | 9
5455 | 9
5456 | 9
5457 | 9
5458 | 9
5459 | 9
5460 | 9
5461 | 9
5462 | 9
5463 | 9
5464 | 9
5465 | 9
5466 | 9
5467 | 9
5468 | 9
5469 | 9
5470 | 9
5471 | 9
5472 | 9
5473 | 9
5474 | 9
5475 | 9
5476 | 9
5477 | 9
5478 | 9
5479 | 9
5480 | 9
5481 | 9
5482 | 9
5483 | 9
5484 | 9
5485 | 9
5486 | 9
5487 | 9
5488 | 9
5489 | 9
5490 | 9
5491 | 9
5492 | 9
5493 | 9
5494 | 9
5495 | 9
5496 | 9
5497 | 9
5498 | 9
5499 | 9
5500 | 9
5501 | 9
5502 | 9
5503 | 9
5504 | 9
5505 | 9
5506 | 9
5507 | 9
5508 | 9
5509 | 9
5510 | 9
5511 | 9
5512 | 9
5513 | 9
5514 | 9
5515 | 9
5516 | 9
5517 | 9
5518 | 9
5519 | 9
5520 | 9
5521 | 6
5522 | 6
5523 | 6
5524 | 6
5525 | 6
5526 | 6
5527 | 6
5528 | 6
5529 | 6
5530 | 6
5531 | 6
5532 | 6
5533 | 6
5534 | 6
5535 | 6
5536 | 6
5537 | 6
5538 | 6
5539 | 6
5540 | 6
5541 | 6
5542 | 6
5543 | 6
5544 | 6
5545 | 7
5546 | 7
5547 | 7
5548 | 7
5549 | 7
5550 | 7
5551 | 7
5552 | 7
5553 | 7
5554 | 7
5555 | 7
5556 | 7
5557 | 7
5558 | 7
5559 | 7
5560 | 7
5561 | 7
5562 | 7
5563 | 7
5564 | 7
5565 | 7
5566 | 7
5567 | 7
5568 | 7
5569 | 5
5570 | 5
5571 | 5
5572 | 5
5573 | 5
5574 | 5
5575 | 5
5576 | 5
5577 | 5
5578 | 5
5579 | 5
5580 | 5
5581 | 5
5582 | 5
5583 | 5
5584 | 5
5585 | 5
5586 | 5
5587 | 5
5588 | 5
5589 | 5
5590 | 5
5591 | 5
5592 | 5
5593 | 8
5594 | 8
5595 | 8
5596 | 8
5597 | 8
5598 | 8
5599 | 8
5600 | 8
5601 | 8
5602 | 8
5603 | 8
5604 | 8
5605 | 8
5606 | 8
5607 | 8
5608 | 8
5609 | 8
5610 | 8
5611 | 8
5612 | 8
5613 | 8
5614 | 8
5615 | 8
5616 | 8
5617 | 8
5618 | 8
5619 | 8
5620 | 8
5621 | 8
5622 | 8
5623 | 8
5624 | 8
5625 | 8
5626 | 8
5627 | 8
5628 | 8
5629 | 8
5630 | 8
5631 | 8
5632 | 8
5633 | 8
5634 | 8
5635 | 8
5636 | 8
5637 | 8
5638 | 8
5639 | 8
5640 | 8
5641 | 9
5642 | 9
5643 | 9
5644 | 9
5645 | 9
5646 | 9
5647 | 9
5648 | 9
5649 | 9
5650 | 9
5651 | 9
5652 | 9
5653 | 9
5654 | 9
5655 | 9
5656 | 9
5657 | 9
5658 | 9
5659 | 9
5660 | 9
5661 | 9
5662 | 9
5663 | 9
5664 | 9
5665 | 9
5666 | 9
5667 | 9
5668 | 9
5669 | 9
5670 | 9
5671 | 9
5672 | 9
5673 | 9
5674 | 9
5675 | 9
5676 | 9
5677 | 9
5678 | 9
5679 | 9
5680 | 9
5681 | 9
5682 | 9
5683 | 9
5684 | 9
5685 | 9
5686 | 9
5687 | 9
5688 | 9
5689 | 9
5690 | 9
5691 | 9
5692 | 9
5693 | 9
5694 | 9
5695 | 9
5696 | 9
5697 | 9
5698 | 9
5699 | 9
5700 | 9
5701 | 9
5702 | 9
5703 | 9
5704 | 9
5705 | 9
5706 | 9
5707 | 9
5708 | 9
5709 | 9
5710 | 9
5711 | 9
5712 | 9
5713 | 10
5714 | 10
5715 | 10
5716 | 10
5717 | 10
5718 | 10
5719 | 10
5720 | 10
5721 | 10
5722 | 10
5723 | 10
5724 | 10
5725 | 10
5726 | 10
5727 | 10
5728 | 10
5729 | 10
5730 | 10
5731 | 10
5732 | 10
5733 | 10
5734 | 10
5735 | 10
5736 | 10
5737 | 10
5738 | 10
5739 | 10
5740 | 10
5741 | 10
5742 | 10
5743 | 10
5744 | 10
5745 | 10
5746 | 10
5747 | 10
5748 | 10
5749 | 10
5750 | 10
5751 | 10
5752 | 10
5753 | 10
5754 | 10
5755 | 10
5756 | 10
5757 | 10
5758 | 10
5759 | 10
5760 | 10
5761 | 9
5762 | 9
5763 | 9
5764 | 9
5765 | 9
5766 | 9
5767 | 9
5768 | 9
5769 | 9
5770 | 9
5771 | 9
5772 | 9
5773 | 9
5774 | 9
5775 | 9
5776 | 9
5777 | 9
5778 | 9
5779 | 9
5780 | 9
5781 | 9
5782 | 9
5783 | 9
5784 | 9
5785 | 8
5786 | 8
5787 | 8
5788 | 8
5789 | 8
5790 | 8
5791 | 8
5792 | 8
5793 | 8
5794 | 8
5795 | 8
5796 | 8
5797 | 8
5798 | 8
5799 | 8
5800 | 8
5801 | 8
5802 | 8
5803 | 8
5804 | 8
5805 | 8
5806 | 8
5807 | 8
5808 | 8
5809 | 8
5810 | 8
5811 | 8
5812 | 8
5813 | 8
5814 | 8
5815 | 8
5816 | 8
5817 | 8
5818 | 8
5819 | 8
5820 | 8
5821 | 8
5822 | 8
5823 | 8
5824 | 8
5825 | 8
5826 | 8
5827 | 8
5828 | 8
5829 | 8
5830 | 8
5831 | 8
5832 | 8
5833 | 8
5834 | 8
5835 | 8
5836 | 8
5837 | 8
5838 | 8
5839 | 8
5840 | 8
5841 | 8
5842 | 8
5843 | 8
5844 | 8
5845 | 8
5846 | 8
5847 | 8
5848 | 8
5849 | 8
5850 | 8
5851 | 8
5852 | 8
5853 | 8
5854 | 8
5855 | 8
5856 | 8
5857 | 8
5858 | 8
5859 | 8
5860 | 8
5861 | 8
5862 | 8
5863 | 8
5864 | 8
5865 | 8
5866 | 8
5867 | 8
5868 | 8
5869 | 8
5870 | 8
5871 | 8
5872 | 8
5873 | 8
5874 | 8
5875 | 8
5876 | 8
5877 | 8
5878 | 8
5879 | 8
5880 | 8
5881 | 7
5882 | 7
5883 | 7
5884 | 7
5885 | 7
5886 | 7
5887 | 7
5888 | 7
5889 | 7
5890 | 7
5891 | 7
5892 | 7
5893 | 7
5894 | 7
5895 | 7
5896 | 7
5897 | 7
5898 | 7
5899 | 7
5900 | 7
5901 | 7
5902 | 7
5903 | 7
5904 | 7
5905 | 7
5906 | 7
5907 | 7
5908 | 7
5909 | 7
5910 | 7
5911 | 7
5912 | 7
5913 | 7
5914 | 7
5915 | 7
5916 | 7
5917 | 7
5918 | 7
5919 | 7
5920 | 7
5921 | 7
5922 | 7
5923 | 7
5924 | 7
5925 | 7
5926 | 7
5927 | 7
5928 | 7
5929 | 8
5930 | 8
5931 | 8
5932 | 8
5933 | 8
5934 | 8
5935 | 8
5936 | 8
5937 | 8
5938 | 8
5939 | 8
5940 | 8
5941 | 8
5942 | 8
5943 | 8
5944 | 8
5945 | 8
5946 | 8
5947 | 8
5948 | 8
5949 | 8
5950 | 8
5951 | 8
5952 | 8
5953 | 8
5954 | 8
5955 | 8
5956 | 8
5957 | 8
5958 | 8
5959 | 8
5960 | 8
5961 | 8
5962 | 8
5963 | 8
5964 | 8
5965 | 8
5966 | 8
5967 | 8
5968 | 8
5969 | 8
5970 | 8
5971 | 8
5972 | 8
5973 | 8
5974 | 8
5975 | 8
5976 | 8
5977 | 6
5978 | 6
5979 | 6
5980 | 6
5981 | 6
5982 | 6
5983 | 6
5984 | 6
5985 | 6
5986 | 6
5987 | 6
5988 | 6
5989 | 6
5990 | 6
5991 | 6
5992 | 6
5993 | 6
5994 | 6
5995 | 6
5996 | 6
5997 | 6
5998 | 6
5999 | 6
6000 | 6
6001 | 6
6002 | 6
6003 | 6
6004 | 6
6005 | 6
6006 | 6
6007 | 6
6008 | 6
6009 | 6
6010 | 6
6011 | 6
6012 | 6
6013 | 6
6014 | 6
6015 | 6
6016 | 6
6017 | 6
6018 | 6
6019 | 6
6020 | 6
6021 | 6
6022 | 6
6023 | 6
6024 | 6
6025 | 6
6026 | 6
6027 | 6
6028 | 6
6029 | 6
6030 | 6
6031 | 6
6032 | 6
6033 | 6
6034 | 6
6035 | 6
6036 | 6
6037 | 6
6038 | 6
6039 | 6
6040 | 6
6041 | 6
6042 | 6
6043 | 6
6044 | 6
6045 | 6
6046 | 6
6047 | 6
6048 | 6
6049 | 7
6050 | 7
6051 | 7
6052 | 7
6053 | 7
6054 | 7
6055 | 7
6056 | 7
6057 | 7
6058 | 7
6059 | 7
6060 | 7
6061 | 7
6062 | 7
6063 | 7
6064 | 7
6065 | 7
6066 | 7
6067 | 7
6068 | 7
6069 | 7
6070 | 7
6071 | 7
6072 | 7
6073 | 7
6074 | 7
6075 | 7
6076 | 7
6077 | 7
6078 | 7
6079 | 7
6080 | 7
6081 | 7
6082 | 7
6083 | 7
6084 | 7
6085 | 7
6086 | 7
6087 | 7
6088 | 7
6089 | 7
6090 | 7
6091 | 7
6092 | 7
6093 | 7
6094 | 7
6095 | 7
6096 | 7
6097 | 8
6098 | 8
6099 | 8
6100 | 8
6101 | 8
6102 | 8
6103 | 8
6104 | 8
6105 | 8
6106 | 8
6107 | 8
6108 | 8
6109 | 8
6110 | 8
6111 | 8
6112 | 8
6113 | 8
6114 | 8
6115 | 8
6116 | 8
6117 | 8
6118 | 8
6119 | 8
6120 | 8
6121 | 8
6122 | 8
6123 | 8
6124 | 8
6125 | 8
6126 | 8
6127 | 8
6128 | 8
6129 | 8
6130 | 8
6131 | 8
6132 | 8
6133 | 8
6134 | 8
6135 | 8
6136 | 8
6137 | 8
6138 | 8
6139 | 8
6140 | 8
6141 | 8
6142 | 8
6143 | 8
6144 | 8
6145 | 6
6146 | 6
6147 | 6
6148 | 6
6149 | 6
6150 | 6
6151 | 6
6152 | 6
6153 | 6
6154 | 6
6155 | 6
6156 | 6
6157 | 6
6158 | 6
6159 | 6
6160 | 6
6161 | 6
6162 | 6
6163 | 6
6164 | 6
6165 | 6
6166 | 6
6167 | 6
6168 | 6
6169 | 6
6170 | 6
6171 | 6
6172 | 6
6173 | 6
6174 | 6
6175 | 6
6176 | 6
6177 | 6
6178 | 6
6179 | 6
6180 | 6
6181 | 6
6182 | 6
6183 | 6
6184 | 6
6185 | 6
6186 | 6
6187 | 6
6188 | 6
6189 | 6
6190 | 6
6191 | 6
6192 | 6
6193 | 6
6194 | 6
6195 | 6
6196 | 6
6197 | 6
6198 | 6
6199 | 6
6200 | 6
6201 | 6
6202 | 6
6203 | 6
6204 | 6
6205 | 6
6206 | 6
6207 | 6
6208 | 6
6209 | 6
6210 | 6
6211 | 6
6212 | 6
6213 | 6
6214 | 6
6215 | 6
6216 | 6
6217 | 5
6218 | 5
6219 | 5
6220 | 5
6221 | 5
6222 | 5
6223 | 5
6224 | 5
6225 | 5
6226 | 5
6227 | 5
6228 | 5
6229 | 5
6230 | 5
6231 | 5
6232 | 5
6233 | 5
6234 | 5
6235 | 5
6236 | 5
6237 | 5
6238 | 5
6239 | 5
6240 | 5
6241 | 5
6242 | 5
6243 | 5
6244 | 5
6245 | 5
6246 | 5
6247 | 5
6248 | 5
6249 | 5
6250 | 5
6251 | 5
6252 | 5
6253 | 5
6254 | 5
6255 | 5
6256 | 5
6257 | 5
6258 | 5
6259 | 5
6260 | 5
6261 | 5
6262 | 5
6263 | 5
6264 | 5
6265 | 6
6266 | 6
6267 | 6
6268 | 6
6269 | 6
6270 | 6
6271 | 6
6272 | 6
6273 | 6
6274 | 6
6275 | 6
6276 | 6
6277 | 6
6278 | 6
6279 | 6
6280 | 6
6281 | 6
6282 | 6
6283 | 6
6284 | 6
6285 | 6
6286 | 6
6287 | 6
6288 | 6
6289 | 8
6290 | 8
6291 | 8
6292 | 8
6293 | 8
6294 | 8
6295 | 8
6296 | 8
6297 | 8
6298 | 8
6299 | 8
6300 | 8
6301 | 8
6302 | 8
6303 | 8
6304 | 8
6305 | 8
6306 | 8
6307 | 8
6308 | 8
6309 | 8
6310 | 8
6311 | 8
6312 | 8
6313 | 8
6314 | 8
6315 | 8
6316 | 8
6317 | 8
6318 | 8
6319 | 8
6320 | 8
6321 | 8
6322 | 8
6323 | 8
6324 | 8
6325 | 8
6326 | 8
6327 | 8
6328 | 8
6329 | 8
6330 | 8
6331 | 8
6332 | 8
6333 | 8
6334 | 8
6335 | 8
6336 | 8
6337 | 8
6338 | 8
6339 | 8
6340 | 8
6341 | 8
6342 | 8
6343 | 8
6344 | 8
6345 | 8
6346 | 8
6347 | 8
6348 | 8
6349 | 8
6350 | 8
6351 | 8
6352 | 8
6353 | 8
6354 | 8
6355 | 8
6356 | 8
6357 | 8
6358 | 8
6359 | 8
6360 | 8
6361 | 8
6362 | 8
6363 | 8
6364 | 8
6365 | 8
6366 | 8
6367 | 8
6368 | 8
6369 | 8
6370 | 8
6371 | 8
6372 | 8
6373 | 8
6374 | 8
6375 | 8
6376 | 8
6377 | 8
6378 | 8
6379 | 8
6380 | 8
6381 | 8
6382 | 8
6383 | 8
6384 | 8
6385 | 5
6386 | 5
6387 | 5
6388 | 5
6389 | 5
6390 | 5
6391 | 5
6392 | 5
6393 | 5
6394 | 5
6395 | 5
6396 | 5
6397 | 5
6398 | 5
6399 | 5
6400 | 5
6401 | 5
6402 | 5
6403 | 5
6404 | 5
6405 | 5
6406 | 5
6407 | 5
6408 | 5
6409 | 5
6410 | 5
6411 | 5
6412 | 5
6413 | 5
6414 | 5
6415 | 5
6416 | 5
6417 | 5
6418 | 5
6419 | 5
6420 | 5
6421 | 5
6422 | 5
6423 | 5
6424 | 5
6425 | 5
6426 | 5
6427 | 5
6428 | 5
6429 | 5
6430 | 5
6431 | 5
6432 | 5
6433 | 4
6434 | 4
6435 | 4
6436 | 4
6437 | 4
6438 | 4
6439 | 4
6440 | 4
6441 | 4
6442 | 4
6443 | 4
6444 | 4
6445 | 4
6446 | 4
6447 | 4
6448 | 4
6449 | 4
6450 | 4
6451 | 4
6452 | 4
6453 | 4
6454 | 4
6455 | 4
6456 | 4
6457 | 4
6458 | 4
6459 | 4
6460 | 4
6461 | 4
6462 | 4
6463 | 4
6464 | 4
6465 | 4
6466 | 4
6467 | 4
6468 | 4
6469 | 4
6470 | 4
6471 | 4
6472 | 4
6473 | 4
6474 | 4
6475 | 4
6476 | 4
6477 | 4
6478 | 4
6479 | 4
6480 | 4
6481 | 6
6482 | 6
6483 | 6
6484 | 6
6485 | 6
6486 | 6
6487 | 6
6488 | 6
6489 | 6
6490 | 6
6491 | 6
6492 | 6
6493 | 6
6494 | 6
6495 | 6
6496 | 6
6497 | 6
6498 | 6
6499 | 6
6500 | 6
6501 | 6
6502 | 6
6503 | 6
6504 | 6
6505 | 6
6506 | 6
6507 | 6
6508 | 6
6509 | 6
6510 | 6
6511 | 6
6512 | 6
6513 | 6
6514 | 6
6515 | 6
6516 | 6
6517 | 6
6518 | 6
6519 | 6
6520 | 6
6521 | 6
6522 | 6
6523 | 6
6524 | 6
6525 | 6
6526 | 6
6527 | 6
6528 | 6
6529 | 4
6530 | 4
6531 | 4
6532 | 4
6533 | 4
6534 | 4
6535 | 4
6536 | 4
6537 | 4
6538 | 4
6539 | 4
6540 | 4
6541 | 4
6542 | 4
6543 | 4
6544 | 4
6545 | 4
6546 | 4
6547 | 4
6548 | 4
6549 | 4
6550 | 4
6551 | 4
6552 | 4
6553 | 7
6554 | 7
6555 | 7
6556 | 7
6557 | 7
6558 | 7
6559 | 7
6560 | 7
6561 | 7
6562 | 7
6563 | 7
6564 | 7
6565 | 7
6566 | 7
6567 | 7
6568 | 7
6569 | 7
6570 | 7
6571 | 7
6572 | 7
6573 | 7
6574 | 7
6575 | 7
6576 | 7
6577 | 5
6578 | 5
6579 | 5
6580 | 5
6581 | 5
6582 | 5
6583 | 5
6584 | 5
6585 | 5
6586 | 5
6587 | 5
6588 | 5
6589 | 5
6590 | 5
6591 | 5
6592 | 5
6593 | 5
6594 | 5
6595 | 5
6596 | 5
6597 | 5
6598 | 5
6599 | 5
6600 | 5
6601 | 6
6602 | 6
6603 | 6
6604 | 6
6605 | 6
6606 | 6
6607 | 6
6608 | 6
6609 | 6
6610 | 6
6611 | 6
6612 | 6
6613 | 6
6614 | 6
6615 | 6
6616 | 6
6617 | 6
6618 | 6
6619 | 6
6620 | 6
6621 | 6
6622 | 6
6623 | 6
6624 | 6
6625 | 6
6626 | 6
6627 | 6
6628 | 6
6629 | 6
6630 | 6
6631 | 6
6632 | 6
6633 | 6
6634 | 6
6635 | 6
6636 | 6
6637 | 6
6638 | 6
6639 | 6
6640 | 6
6641 | 6
6642 | 6
6643 | 6
6644 | 6
6645 | 6
6646 | 6
6647 | 6
6648 | 6
6649 | 6
6650 | 6
6651 | 6
6652 | 6
6653 | 6
6654 | 6
6655 | 6
6656 | 6
6657 | 6
6658 | 6
6659 | 6
6660 | 6
6661 | 6
6662 | 6
6663 | 6
6664 | 6
6665 | 6
6666 | 6
6667 | 6
6668 | 6
6669 | 6
6670 | 6
6671 | 6
6672 | 6
6673 | 6
6674 | 6
6675 | 6
6676 | 6
6677 | 6
6678 | 6
6679 | 6
6680 | 6
6681 | 6
6682 | 6
6683 | 6
6684 | 6
6685 | 6
6686 | 6
6687 | 6
6688 | 6
6689 | 6
6690 | 6
6691 | 6
6692 | 6
6693 | 6
6694 | 6
6695 | 6
6696 | 6
6697 | 6
6698 | 6
6699 | 6
6700 | 6
6701 | 6
6702 | 6
6703 | 6
6704 | 6
6705 | 6
6706 | 6
6707 | 6
6708 | 6
6709 | 6
6710 | 6
6711 | 6
6712 | 6
6713 | 6
6714 | 6
6715 | 6
6716 | 6
6717 | 6
6718 | 6
6719 | 6
6720 | 6
6721 | 5
6722 | 5
6723 | 5
6724 | 5
6725 | 5
6726 | 5
6727 | 5
6728 | 5
6729 | 5
6730 | 5
6731 | 5
6732 | 5
6733 | 5
6734 | 5
6735 | 5
6736 | 5
6737 | 5
6738 | 5
6739 | 5
6740 | 5
6741 | 5
6742 | 5
6743 | 5
6744 | 5
6745 | 5
6746 | 5
6747 | 5
6748 | 5
6749 | 5
6750 | 5
6751 | 5
6752 | 5
6753 | 5
6754 | 5
6755 | 5
6756 | 5
6757 | 5
6758 | 5
6759 | 5
6760 | 5
6761 | 5
6762 | 5
6763 | 5
6764 | 5
6765 | 5
6766 | 5
6767 | 5
6768 | 5
6769 | 4
6770 | 4
6771 | 4
6772 | 4
6773 | 4
6774 | 4
6775 | 4
6776 | 4
6777 | 4
6778 | 4
6779 | 4
6780 | 4
6781 | 4
6782 | 4
6783 | 4
6784 | 4
6785 | 4
6786 | 4
6787 | 4
6788 | 4
6789 | 4
6790 | 4
6791 | 4
6792 | 4
6793 | 4
6794 | 4
6795 | 4
6796 | 4
6797 | 4
6798 | 4
6799 | 4
6800 | 4
6801 | 4
6802 | 4
6803 | 4
6804 | 4
6805 | 4
6806 | 4
6807 | 4
6808 | 4
6809 | 4
6810 | 4
6811 | 4
6812 | 4
6813 | 4
6814 | 4
6815 | 4
6816 | 4
6817 | 4
6818 | 4
6819 | 4
6820 | 4
6821 | 4
6822 | 4
6823 | 4
6824 | 4
6825 | 4
6826 | 4
6827 | 4
6828 | 4
6829 | 4
6830 | 4
6831 | 4
6832 | 4
6833 | 4
6834 | 4
6835 | 4
6836 | 4
6837 | 4
6838 | 4
6839 | 4
6840 | 4
6841 | 4
6842 | 4
6843 | 4
6844 | 4
6845 | 4
6846 | 4
6847 | 4
6848 | 4
6849 | 4
6850 | 4
6851 | 4
6852 | 4
6853 | 4
6854 | 4
6855 | 4
6856 | 4
6857 | 4
6858 | 4
6859 | 4
6860 | 4
6861 | 4
6862 | 4
6863 | 4
6864 | 4
6865 | 4
6866 | 4
6867 | 4
6868 | 4
6869 | 4
6870 | 4
6871 | 4
6872 | 4
6873 | 4
6874 | 4
6875 | 4
6876 | 4
6877 | 4
6878 | 4
6879 | 4
6880 | 4
6881 | 4
6882 | 4
6883 | 4
6884 | 4
6885 | 4
6886 | 4
6887 | 4
6888 | 4
6889 | 5
6890 | 5
6891 | 5
6892 | 5
6893 | 5
6894 | 5
6895 | 5
6896 | 5
6897 | 5
6898 | 5
6899 | 5
6900 | 5
6901 | 5
6902 | 5
6903 | 5
6904 | 5
6905 | 5
6906 | 5
6907 | 5
6908 | 5
6909 | 5
6910 | 5
6911 | 5
6912 | 5
6913 | 5
6914 | 5
6915 | 5
6916 | 5
6917 | 5
6918 | 5
6919 | 5
6920 | 5
6921 | 5
6922 | 5
6923 | 5
6924 | 5
6925 | 5
6926 | 5
6927 | 5
6928 | 5
6929 | 5
6930 | 5
6931 | 5
6932 | 5
6933 | 5
6934 | 5
6935 | 5
6936 | 5
6937 | 4
6938 | 4
6939 | 4
6940 | 4
6941 | 4
6942 | 4
6943 | 4
6944 | 4
6945 | 4
6946 | 4
6947 | 4
6948 | 4
6949 | 4
6950 | 4
6951 | 4
6952 | 4
6953 | 4
6954 | 4
6955 | 4
6956 | 4
6957 | 4
6958 | 4
6959 | 4
6960 | 4
6961 | 4
6962 | 4
6963 | 4
6964 | 4
6965 | 4
6966 | 4
6967 | 4
6968 | 4
6969 | 4
6970 | 4
6971 | 4
6972 | 4
6973 | 4
6974 | 4
6975 | 4
6976 | 4
6977 | 4
6978 | 4
6979 | 4
6980 | 4
6981 | 4
6982 | 4
6983 | 4
6984 | 4
6985 | 4
6986 | 4
6987 | 4
6988 | 4
6989 | 4
6990 | 4
6991 | 4
6992 | 4
6993 | 4
6994 | 4
6995 | 4
6996 | 4
6997 | 4
6998 | 4
6999 | 4
7000 | 4
7001 | 4
7002 | 4
7003 | 4
7004 | 4
7005 | 4
7006 | 4
7007 | 4
7008 | 4
7009 | 4
7010 | 4
7011 | 4
7012 | 4
7013 | 4
7014 | 4
7015 | 4
7016 | 4
7017 | 4
7018 | 4
7019 | 4
7020 | 4
7021 | 4
7022 | 4
7023 | 4
7024 | 4
7025 | 4
7026 | 4
7027 | 4
7028 | 4
7029 | 4
7030 | 4
7031 | 4
7032 | 4
7033 | 4
7034 | 4
7035 | 4
7036 | 4
7037 | 4
7038 | 4
7039 | 4
7040 | 4
7041 | 4
7042 | 4
7043 | 4
7044 | 4
7045 | 4
7046 | 4
7047 | 4
7048 | 4
7049 | 4
7050 | 4
7051 | 4
7052 | 4
7053 | 4
7054 | 4
7055 | 4
7056 | 4
7057 | 5
7058 | 5
7059 | 5
7060 | 5
7061 | 5
7062 | 5
7063 | 5
7064 | 5
7065 | 5
7066 | 5
7067 | 5
7068 | 5
7069 | 5
7070 | 5
7071 | 5
7072 | 5
7073 | 5
7074 | 5
7075 | 5
7076 | 5
7077 | 5
7078 | 5
7079 | 5
7080 | 5
7081 | 5
7082 | 5
7083 | 5
7084 | 5
7085 | 5
7086 | 5
7087 | 5
7088 | 5
7089 | 5
7090 | 5
7091 | 5
7092 | 5
7093 | 5
7094 | 5
7095 | 5
7096 | 5
7097 | 5
7098 | 5
7099 | 5
7100 | 5
7101 | 5
7102 | 5
7103 | 5
7104 | 5
7105 | 4
7106 | 4
7107 | 4
7108 | 4
7109 | 4
7110 | 4
7111 | 4
7112 | 4
7113 | 4
7114 | 4
7115 | 4
7116 | 4
7117 | 4
7118 | 4
7119 | 4
7120 | 4
7121 | 4
7122 | 4
7123 | 4
7124 | 4
7125 | 4
7126 | 4
7127 | 4
7128 | 4
7129 | 6
7130 | 6
7131 | 6
7132 | 6
7133 | 6
7134 | 6
7135 | 6
7136 | 6
7137 | 6
7138 | 6
7139 | 6
7140 | 6
7141 | 6
7142 | 6
7143 | 6
7144 | 6
7145 | 6
7146 | 6
7147 | 6
7148 | 6
7149 | 6
7150 | 6
7151 | 6
7152 | 6
7153 | 4
7154 | 4
7155 | 4
7156 | 4
7157 | 4
7158 | 4
7159 | 4
7160 | 4
7161 | 4
7162 | 4
7163 | 4
7164 | 4
7165 | 4
7166 | 4
7167 | 4
7168 | 4
7169 | 4
7170 | 4
7171 | 4
7172 | 4
7173 | 4
7174 | 4
7175 | 4
7176 | 4
7177 | 4
7178 | 4
7179 | 4
7180 | 4
7181 | 4
7182 | 4
7183 | 4
7184 | 4
7185 | 4
7186 | 4
7187 | 4
7188 | 4
7189 | 4
7190 | 4
7191 | 4
7192 | 4
7193 | 4
7194 | 4
7195 | 4
7196 | 4
7197 | 4
7198 | 4
7199 | 4
7200 | 4
7201 | 4
7202 | 4
7203 | 4
7204 | 4
7205 | 4
7206 | 4
7207 | 4
7208 | 4
7209 | 4
7210 | 4
7211 | 4
7212 | 4
7213 | 4
7214 | 4
7215 | 4
7216 | 4
7217 | 4
7218 | 4
7219 | 4
7220 | 4
7221 | 4
7222 | 4
7223 | 4
7224 | 4
7225 | 5
7226 | 5
7227 | 5
7228 | 5
7229 | 5
7230 | 5
7231 | 5
7232 | 5
7233 | 5
7234 | 5
7235 | 5
7236 | 5
7237 | 5
7238 | 5
7239 | 5
7240 | 5
7241 | 5
7242 | 5
7243 | 5
7244 | 5
7245 | 5
7246 | 5
7247 | 5
7248 | 5
7249 | 5
7250 | 5
7251 | 5
7252 | 5
7253 | 5
7254 | 5
7255 | 5
7256 | 5
7257 | 5
7258 | 5
7259 | 5
7260 | 5
7261 | 5
7262 | 5
7263 | 5
7264 | 5
7265 | 5
7266 | 5
7267 | 5
7268 | 5
7269 | 5
7270 | 5
7271 | 5
7272 | 5
7273 | 4
7274 | 4
7275 | 4
7276 | 4
7277 | 4
7278 | 4
7279 | 4
7280 | 4
7281 | 4
7282 | 4
7283 | 4
7284 | 4
7285 | 4
7286 | 4
7287 | 4
7288 | 4
7289 | 4
7290 | 4
7291 | 4
7292 | 4
7293 | 4
7294 | 4
7295 | 4
7296 | 4
7297 | 4
7298 | 4
7299 | 4
7300 | 4
7301 | 4
7302 | 4
7303 | 4
7304 | 4
7305 | 4
7306 | 4
7307 | 4
7308 | 4
7309 | 4
7310 | 4
7311 | 4
7312 | 4
7313 | 4
7314 | 4
7315 | 4
7316 | 4
7317 | 4
7318 | 4
7319 | 4
7320 | 4
7321 | 4
7322 | 4
7323 | 4
7324 | 4
7325 | 4
7326 | 4
7327 | 4
7328 | 4
7329 | 4
7330 | 4
7331 | 4
7332 | 4
7333 | 4
7334 | 4
7335 | 4
7336 | 4
7337 | 4
7338 | 4
7339 | 4
7340 | 4
7341 | 4
7342 | 4
7343 | 4
7344 | 4
7345 | 4
7346 | 4
7347 | 4
7348 | 4
7349 | 4
7350 | 4
7351 | 4
7352 | 4
7353 | 4
7354 | 4
7355 | 4
7356 | 4
7357 | 4
7358 | 4
7359 | 4
7360 | 4
7361 | 4
7362 | 4
7363 | 4
7364 | 4
7365 | 4
7366 | 4
7367 | 4
7368 | 4
7369 | 4
7370 | 4
7371 | 4
7372 | 4
7373 | 4
7374 | 4
7375 | 4
7376 | 4
7377 | 4
7378 | 4
7379 | 4
7380 | 4
7381 | 4
7382 | 4
7383 | 4
7384 | 4
7385 | 4
7386 | 4
7387 | 4
7388 | 4
7389 | 4
7390 | 4
7391 | 4
7392 | 4
7393 | 5
7394 | 5
7395 | 5
7396 | 5
7397 | 5
7398 | 5
7399 | 5
7400 | 5
7401 | 5
7402 | 5
7403 | 5
7404 | 5
7405 | 5
7406 | 5
7407 | 5
7408 | 5
7409 | 5
7410 | 5
7411 | 5
7412 | 5
7413 | 5
7414 | 5
7415 | 5
7416 | 5
7417 | 5
7418 | 5
7419 | 5
7420 | 5
7421 | 5
7422 | 5
7423 | 5
7424 | 5
7425 | 5
7426 | 5
7427 | 5
7428 | 5
7429 | 5
7430 | 5
7431 | 5
7432 | 5
7433 | 5
7434 | 5
7435 | 5
7436 | 5
7437 | 5
7438 | 5
7439 | 5
7440 | 5
7441 | 6
7442 | 6
7443 | 6
7444 | 6
7445 | 6
7446 | 6
7447 | 6
7448 | 6
7449 | 6
7450 | 6
7451 | 6
7452 | 6
7453 | 6
7454 | 6
7455 | 6
7456 | 6
7457 | 6
7458 | 6
7459 | 6
7460 | 6
7461 | 6
7462 | 6
7463 | 6
7464 | 6
7465 | 6
7466 | 6
7467 | 6
7468 | 6
7469 | 6
7470 | 6
7471 | 6
7472 | 6
7473 | 6
7474 | 6
7475 | 6
7476 | 6
7477 | 6
7478 | 6
7479 | 6
7480 | 6
7481 | 6
7482 | 6
7483 | 6
7484 | 6
7485 | 6
7486 | 6
7487 | 6
7488 | 6
7489 | 6
7490 | 6
7491 | 6
7492 | 6
7493 | 6
7494 | 6
7495 | 6
7496 | 6
7497 | 6
7498 | 6
7499 | 6
7500 | 6
7501 | 6
7502 | 6
7503 | 6
7504 | 6
7505 | 6
7506 | 6
7507 | 6
7508 | 6
7509 | 6
7510 | 6
7511 | 6
7512 | 6
7513 | 4
7514 | 4
7515 | 4
7516 | 4
7517 | 4
7518 | 4
7519 | 4
7520 | 4
7521 | 4
7522 | 4
7523 | 4
7524 | 4
7525 | 4
7526 | 4
7527 | 4
7528 | 4
7529 | 4
7530 | 4
7531 | 4
7532 | 4
7533 | 4
7534 | 4
7535 | 4
7536 | 4
7537 | 4
7538 | 4
7539 | 4
7540 | 4
7541 | 4
7542 | 4
7543 | 4
7544 | 4
7545 | 4
7546 | 4
7547 | 4
7548 | 4
7549 | 4
7550 | 4
7551 | 4
7552 | 4
7553 | 4
7554 | 4
7555 | 4
7556 | 4
7557 | 4
7558 | 4
7559 | 4
7560 | 4
7561 | 5
7562 | 5
7563 | 5
7564 | 5
7565 | 5
7566 | 5
7567 | 5
7568 | 5
7569 | 5
7570 | 5
7571 | 5
7572 | 5
7573 | 5
7574 | 5
7575 | 5
7576 | 5
7577 | 5
7578 | 5
7579 | 5
7580 | 5
7581 | 5
7582 | 5
7583 | 5
7584 | 5
7585 | 5
7586 | 5
7587 | 5
7588 | 5
7589 | 5
7590 | 5
7591 | 5
7592 | 5
7593 | 5
7594 | 5
7595 | 5
7596 | 5
7597 | 5
7598 | 5
7599 | 5
7600 | 5
7601 | 5
7602 | 5
7603 | 5
7604 | 5
7605 | 5
7606 | 5
7607 | 5
7608 | 5
7609 | 4
7610 | 4
7611 | 4
7612 | 4
7613 | 4
7614 | 4
7615 | 4
7616 | 4
7617 | 4
7618 | 4
7619 | 4
7620 | 4
7621 | 4
7622 | 4
7623 | 4
7624 | 4
7625 | 4
7626 | 4
7627 | 4
7628 | 4
7629 | 4
7630 | 4
7631 | 4
7632 | 4
7633 | 4
7634 | 4
7635 | 4
7636 | 4
7637 | 4
7638 | 4
7639 | 4
7640 | 4
7641 | 4
7642 | 4
7643 | 4
7644 | 4
7645 | 4
7646 | 4
7647 | 4
7648 | 4
7649 | 4
7650 | 4
7651 | 4
7652 | 4
7653 | 4
7654 | 4
7655 | 4
7656 | 4
7657 | 4
7658 | 4
7659 | 4
7660 | 4
7661 | 4
7662 | 4
7663 | 4
7664 | 4
7665 | 4
7666 | 4
7667 | 4
7668 | 4
7669 | 4
7670 | 4
7671 | 4
7672 | 4
7673 | 4
7674 | 4
7675 | 4
7676 | 4
7677 | 4
7678 | 4
7679 | 4
7680 | 4
7681 | 4
7682 | 4
7683 | 4
7684 | 4
7685 | 4
7686 | 4
7687 | 4
7688 | 4
7689 | 4
7690 | 4
7691 | 4
7692 | 4
7693 | 4
7694 | 4
7695 | 4
7696 | 4
7697 | 4
7698 | 4
7699 | 4
7700 | 4
7701 | 4
7702 | 4
7703 | 4
7704 | 4
7705 | 4
7706 | 4
7707 | 4
7708 | 4
7709 | 4
7710 | 4
7711 | 4
7712 | 4
7713 | 4
7714 | 4
7715 | 4
7716 | 4
7717 | 4
7718 | 4
7719 | 4
7720 | 4
7721 | 4
7722 | 4
7723 | 4
7724 | 4
7725 | 4
7726 | 4
7727 | 4
7728 | 4
7729 | 5
7730 | 5
7731 | 5
7732 | 5
7733 | 5
7734 | 5
7735 | 5
7736 | 5
7737 | 5
7738 | 5
7739 | 5
7740 | 5
7741 | 5
7742 | 5
7743 | 5
7744 | 5
7745 | 5
7746 | 5
7747 | 5
7748 | 5
7749 | 5
7750 | 5
7751 | 5
7752 | 5
7753 | 5
7754 | 5
7755 | 5
7756 | 5
7757 | 5
7758 | 5
7759 | 5
7760 | 5
7761 | 5
7762 | 5
7763 | 5
7764 | 5
7765 | 5
7766 | 5
7767 | 5
7768 | 5
7769 | 5
7770 | 5
7771 | 5
7772 | 5
7773 | 5
7774 | 5
7775 | 5
7776 | 5
7777 | 2
7778 | 2
7779 | 2
7780 | 2
7781 | 2
7782 | 2
7783 | 2
7784 | 2
7785 | 2
7786 | 2
7787 | 2
7788 | 2
7789 | 2
7790 | 2
7791 | 2
7792 | 2
7793 | 2
7794 | 2
7795 | 2
7796 | 2
7797 | 2
7798 | 2
7799 | 2
7800 | 2
7801 | 2
7802 | 2
7803 | 2
7804 | 2
7805 | 2
7806 | 2
7807 | 2
7808 | 2
7809 | 2
7810 | 2
7811 | 2
7812 | 2
7813 | 2
7814 | 2
7815 | 2
7816 | 2
7817 | 2
7818 | 2
7819 | 2
7820 | 2
7821 | 2
7822 | 2
7823 | 2
7824 | 2
7825 | 2
7826 | 2
7827 | 2
7828 | 2
7829 | 2
7830 | 2
7831 | 2
7832 | 2
7833 | 2
7834 | 2
7835 | 2
7836 | 2
7837 | 2
7838 | 2
7839 | 2
7840 | 2
7841 | 2
7842 | 2
7843 | 2
7844 | 2
7845 | 2
7846 | 2
7847 | 2
7848 | 2
7849 | 2
7850 | 2
7851 | 2
7852 | 2
7853 | 2
7854 | 2
7855 | 2
7856 | 2
7857 | 2
7858 | 2
7859 | 2
7860 | 2
7861 | 2
7862 | 2
7863 | 2
7864 | 2
7865 | 2
7866 | 2
7867 | 2
7868 | 2
7869 | 2
7870 | 2
7871 | 2
7872 | 2
7873 | 2
7874 | 2
7875 | 2
7876 | 2
7877 | 2
7878 | 2
7879 | 2
7880 | 2
7881 | 2
7882 | 2
7883 | 2
7884 | 2
7885 | 2
7886 | 2
7887 | 2
7888 | 2
7889 | 2
7890 | 2
7891 | 2
7892 | 2
7893 | 2
7894 | 2
7895 | 2
7896 | 2
7897 | 1
7898 | 1
7899 | 1
7900 | 1
7901 | 1
7902 | 1
7903 | 1
7904 | 1
7905 | 1
7906 | 1
7907 | 1
7908 | 1
7909 | 1
7910 | 1
7911 | 1
7912 | 1
7913 | 1
7914 | 1
7915 | 1
7916 | 1
7917 | 1
7918 | 1
7919 | 1
7920 | 1
7921 | 1
7922 | 1
7923 | 1
7924 | 1
7925 | 1
7926 | 1
7927 | 1
7928 | 1
7929 | 1
7930 | 1
7931 | 1
7932 | 1
7933 | 1
7934 | 1
7935 | 1
7936 | 1
7937 | 1
7938 | 1
7939 | 1
7940 | 1
7941 | 1
7942 | 1
7943 | 1
7944 | 1
7945 | 2
7946 | 2
7947 | 2
7948 | 2
7949 | 2
7950 | 2
7951 | 2
7952 | 2
7953 | 2
7954 | 2
7955 | 2
7956 | 2
7957 | 2
7958 | 2
7959 | 2
7960 | 2
7961 | 2
7962 | 2
7963 | 2
7964 | 2
7965 | 2
7966 | 2
7967 | 2
7968 | 2
7969 | 2
7970 | 2
7971 | 2
7972 | 2
7973 | 2
7974 | 2
7975 | 2
7976 | 2
7977 | 2
7978 | 2
7979 | 2
7980 | 2
7981 | 2
7982 | 2
7983 | 2
7984 | 2
7985 | 2
7986 | 2
7987 | 2
7988 | 2
7989 | 2
7990 | 2
7991 | 2
7992 | 2
7993 | 4
7994 | 4
7995 | 4
7996 | 4
7997 | 4
7998 | 4
7999 | 4
8000 | 4
8001 | 4
8002 | 4
8003 | 4
8004 | 4
8005 | 4
8006 | 4
8007 | 4
8008 | 4
8009 | 4
8010 | 4
8011 | 4
8012 | 4
8013 | 4
8014 | 4
8015 | 4
8016 | 4
8017 | 3
8018 | 3
8019 | 3
8020 | 3
8021 | 3
8022 | 3
8023 | 3
8024 | 3
8025 | 3
8026 | 3
8027 | 3
8028 | 3
8029 | 3
8030 | 3
8031 | 3
8032 | 3
8033 | 3
8034 | 3
8035 | 3
8036 | 3
8037 | 3
8038 | 3
8039 | 3
8040 | 3
8041 | 3
8042 | 3
8043 | 3
8044 | 3
8045 | 3
8046 | 3
8047 | 3
8048 | 3
8049 | 3
8050 | 3
8051 | 3
8052 | 3
8053 | 3
8054 | 3
8055 | 3
8056 | 3
8057 | 3
8058 | 3
8059 | 3
8060 | 3
8061 | 3
8062 | 3
8063 | 3
8064 | 3
8065 | 1
8066 | 1
8067 | 1
8068 | 1
8069 | 1
8070 | 1
8071 | 1
8072 | 1
8073 | 1
8074 | 1
8075 | 1
8076 | 1
8077 | 1
8078 | 1
8079 | 1
8080 | 1
8081 | 1
8082 | 1
8083 | 1
8084 | 1
8085 | 1
8086 | 1
8087 | 1
8088 | 1
8089 | 1
8090 | 1
8091 | 1
8092 | 1
8093 | 1
8094 | 1
8095 | 1
8096 | 1
8097 | 1
8098 | 1
8099 | 1
8100 | 1
8101 | 1
8102 | 1
8103 | 1
8104 | 1
8105 | 1
8106 | 1
8107 | 1
8108 | 1
8109 | 1
8110 | 1
8111 | 1
8112 | 1
8113 | 2
8114 | 2
8115 | 2
8116 | 2
8117 | 2
8118 | 2
8119 | 2
8120 | 2
8121 | 2
8122 | 2
8123 | 2
8124 | 2
8125 | 2
8126 | 2
8127 | 2
8128 | 2
8129 | 2
8130 | 2
8131 | 2
8132 | 2
8133 | 2
8134 | 2
8135 | 2
8136 | 2
8137 | 2
8138 | 2
8139 | 2
8140 | 2
8141 | 2
8142 | 2
8143 | 2
8144 | 2
8145 | 2
8146 | 2
8147 | 2
8148 | 2
8149 | 2
8150 | 2
8151 | 2
8152 | 2
8153 | 2
8154 | 2
8155 | 2
8156 | 2
8157 | 2
8158 | 2
8159 | 2
8160 | 2
8161 | 4
8162 | 4
8163 | 4
8164 | 4
8165 | 4
8166 | 4
8167 | 4
8168 | 4
8169 | 4
8170 | 4
8171 | 4
8172 | 4
8173 | 4
8174 | 4
8175 | 4
8176 | 4
8177 | 4
8178 | 4
8179 | 4
8180 | 4
8181 | 4
8182 | 4
8183 | 4
8184 | 4
8185 | 4
8186 | 4
8187 | 4
8188 | 4
8189 | 4
8190 | 4
8191 | 4
8192 | 4
8193 | 4
8194 | 4
8195 | 4
8196 | 4
8197 | 4
8198 | 4
8199 | 4
8200 | 4
8201 | 4
8202 | 4
8203 | 4
8204 | 4
8205 | 4
8206 | 4
8207 | 4
8208 | 4
8209 | 2
8210 | 2
8211 | 2
8212 | 2
8213 | 2
8214 | 2
8215 | 2
8216 | 2
8217 | 2
8218 | 2
8219 | 2
8220 | 2
8221 | 2
8222 | 2
8223 | 2
8224 | 2
8225 | 2
8226 | 2
8227 | 2
8228 | 2
8229 | 2
8230 | 2
8231 | 2
8232 | 2
8233 | 1
8234 | 1
8235 | 1
8236 | 1
8237 | 1
8238 | 1
8239 | 1
8240 | 1
8241 | 1
8242 | 1
8243 | 1
8244 | 1
8245 | 1
8246 | 1
8247 | 1
8248 | 1
8249 | 1
8250 | 1
8251 | 1
8252 | 1
8253 | 1
8254 | 1
8255 | 1
8256 | 1
8257 | 1
8258 | 1
8259 | 1
8260 | 1
8261 | 1
8262 | 1
8263 | 1
8264 | 1
8265 | 1
8266 | 1
8267 | 1
8268 | 1
8269 | 1
8270 | 1
8271 | 1
8272 | 1
8273 | 1
8274 | 1
8275 | 1
8276 | 1
8277 | 1
8278 | 1
8279 | 1
8280 | 1
8281 | 2
8282 | 2
8283 | 2
8284 | 2
8285 | 2
8286 | 2
8287 | 2
8288 | 2
8289 | 2
8290 | 2
8291 | 2
8292 | 2
8293 | 2
8294 | 2
8295 | 2
8296 | 2
8297 | 2
8298 | 2
8299 | 2
8300 | 2
8301 | 2
8302 | 2
8303 | 2
8304 | 2
8305 | 2
8306 | 2
8307 | 2
8308 | 2
8309 | 2
8310 | 2
8311 | 2
8312 | 2
8313 | 2
8314 | 2
8315 | 2
8316 | 2
8317 | 2
8318 | 2
8319 | 2
8320 | 2
8321 | 2
8322 | 2
8323 | 2
8324 | 2
8325 | 2
8326 | 2
8327 | 2
8328 | 2
8329 | 3
8330 | 3
8331 | 3
8332 | 3
8333 | 3
8334 | 3
8335 | 3
8336 | 3
8337 | 3
8338 | 3
8339 | 3
8340 | 3
8341 | 3
8342 | 3
8343 | 3
8344 | 3
8345 | 3
8346 | 3
8347 | 3
8348 | 3
8349 | 3
8350 | 3
8351 | 3
8352 | 3
8353 | 3
8354 | 3
8355 | 3
8356 | 3
8357 | 3
8358 | 3
8359 | 3
8360 | 3
8361 | 3
8362 | 3
8363 | 3
8364 | 3
8365 | 3
8366 | 3
8367 | 3
8368 | 3
8369 | 3
8370 | 3
8371 | 3
8372 | 3
8373 | 3
8374 | 3
8375 | 3
8376 | 3
8377 | 2
8378 | 2
8379 | 2
8380 | 2
8381 | 2
8382 | 2
8383 | 2
8384 | 2
8385 | 2
8386 | 2
8387 | 2
8388 | 2
8389 | 2
8390 | 2
8391 | 2
8392 | 2
8393 | 2
8394 | 2
8395 | 2
8396 | 2
8397 | 2
8398 | 2
8399 | 2
8400 | 2
8401 | 1
8402 | 1
8403 | 1
8404 | 1
8405 | 1
8406 | 1
8407 | 1
8408 | 1
8409 | 1
8410 | 1
8411 | 1
8412 | 1
8413 | 1
8414 | 1
8415 | 1
8416 | 1
8417 | 1
8418 | 1
8419 | 1
8420 | 1
8421 | 1
8422 | 1
8423 | 1
8424 | 1
8425 | 1
8426 | 1
8427 | 1
8428 | 1
8429 | 1
8430 | 1
8431 | 1
8432 | 1
8433 | 1
8434 | 1
8435 | 1
8436 | 1
8437 | 1
8438 | 1
8439 | 1
8440 | 1
8441 | 1
8442 | 1
8443 | 1
8444 | 1
8445 | 1
8446 | 1
8447 | 1
8448 | 1
8449 | 2
8450 | 2
8451 | 2
8452 | 2
8453 | 2
8454 | 2
8455 | 2
8456 | 2
8457 | 2
8458 | 2
8459 | 2
8460 | 2
8461 | 2
8462 | 2
8463 | 2
8464 | 2
8465 | 2
8466 | 2
8467 | 2
8468 | 2
8469 | 2
8470 | 2
8471 | 2
8472 | 2
8473 | 2
8474 | 2
8475 | 2
8476 | 2
8477 | 2
8478 | 2
8479 | 2
8480 | 2
8481 | 2
8482 | 2
8483 | 2
8484 | 2
8485 | 2
8486 | 2
8487 | 2
8488 | 2
8489 | 2
8490 | 2
8491 | 2
8492 | 2
8493 | 2
8494 | 2
8495 | 2
8496 | 2
8497 | 2
8498 | 2
8499 | 2
8500 | 2
8501 | 2
8502 | 2
8503 | 2
8504 | 2
8505 | 2
8506 | 2
8507 | 2
8508 | 2
8509 | 2
8510 | 2
8511 | 2
8512 | 2
8513 | 2
8514 | 2
8515 | 2
8516 | 2
8517 | 2
8518 | 2
8519 | 2
8520 | 2
8521 | 4
8522 | 4
8523 | 4
8524 | 4
8525 | 4
8526 | 4
8527 | 4
8528 | 4
8529 | 4
8530 | 4
8531 | 4
8532 | 4
8533 | 4
8534 | 4
8535 | 4
8536 | 4
8537 | 4
8538 | 4
8539 | 4
8540 | 4
8541 | 4
8542 | 4
8543 | 4
8544 | 4
8545 | 2
8546 | 2
8547 | 2
8548 | 2
8549 | 2
8550 | 2
8551 | 2
8552 | 2
8553 | 2
8554 | 2
8555 | 2
8556 | 2
8557 | 2
8558 | 2
8559 | 2
8560 | 2
8561 | 2
8562 | 2
8563 | 2
8564 | 2
8565 | 2
8566 | 2
8567 | 2
8568 | 2
8569 | 1
8570 | 1
8571 | 1
8572 | 1
8573 | 1
8574 | 1
8575 | 1
8576 | 1
8577 | 1
8578 | 1
8579 | 1
8580 | 1
8581 | 1
8582 | 1
8583 | 1
8584 | 1
8585 | 1
8586 | 1
8587 | 1
8588 | 1
8589 | 1
8590 | 1
8591 | 1
8592 | 1
8593 | 1
8594 | 1
8595 | 1
8596 | 1
8597 | 1
8598 | 1
8599 | 1
8600 | 1
8601 | 1
8602 | 1
8603 | 1
8604 | 1
8605 | 1
8606 | 1
8607 | 1
8608 | 1
8609 | 1
8610 | 1
8611 | 1
8612 | 1
8613 | 1
8614 | 1
8615 | 1
8616 | 1
8617 | 3
8618 | 3
8619 | 3
8620 | 3
8621 | 3
8622 | 3
8623 | 3
8624 | 3
8625 | 3
8626 | 3
8627 | 3
8628 | 3
8629 | 3
8630 | 3
8631 | 3
8632 | 3
8633 | 3
8634 | 3
8635 | 3
8636 | 3
8637 | 3
8638 | 3
8639 | 3
8640 | 3
8641 | 3
8642 | 3
8643 | 3
8644 | 3
8645 | 3
8646 | 3
8647 | 3
8648 | 3
8649 | 3
8650 | 3
8651 | 3
8652 | 3
8653 | 3
8654 | 3
8655 | 3
8656 | 3
8657 | 3
8658 | 3
8659 | 3
8660 | 3
8661 | 3
8662 | 3
8663 | 3
8664 | 3
8665 | 2
8666 | 2
8667 | 2
8668 | 2
8669 | 2
8670 | 2
8671 | 2
8672 | 2
8673 | 2
8674 | 2
8675 | 2
8676 | 2
8677 | 2
8678 | 2
8679 | 2
8680 | 2
8681 | 2
8682 | 2
8683 | 2
8684 | 2
8685 | 2
8686 | 2
8687 | 2
8688 | 2
8689 | 2
8690 | 2
8691 | 2
8692 | 2
8693 | 2
8694 | 2
8695 | 2
8696 | 2
8697 | 2
8698 | 2
8699 | 2
8700 | 2
8701 | 2
8702 | 2
8703 | 2
8704 | 2
8705 | 2
8706 | 2
8707 | 2
8708 | 2
8709 | 2
8710 | 2
8711 | 2
8712 | 2
8713 | 2
8714 | 2
8715 | 2
8716 | 2
8717 | 2
8718 | 2
8719 | 2
8720 | 2
8721 | 2
8722 | 2
8723 | 2
8724 | 2
8725 | 2
8726 | 2
8727 | 2
8728 | 2
8729 | 2
8730 | 2
8731 | 2
8732 | 2
8733 | 2
8734 | 2
8735 | 2
8736 | 2
8737 | 1
8738 | 1
8739 | 1
8740 | 1
8741 | 1
8742 | 1
8743 | 1
8744 | 1
8745 | 1
8746 | 1
8747 | 1
8748 | 1
8749 | 1
8750 | 1
8751 | 1
8752 | 1
8753 | 1
8754 | 1
8755 | 1
8756 | 1
8757 | 1
8758 | 1
8759 | 1
8760 | 1

## df_Buildings_t
Hub | Period | Time | Domestic_electricity | House_Q_DHW | T_in | House_Q_heating | House_Q_cooling | Th_supply | Th_return | HeatGains | SolarGains
Building1 | 1 | 1 | 0.0094489 | 0 | 18 | 0.84727 | 0 | 42.6017 | 34.7501 | 0.0094489 | 0
|  | 2 | 0.0094489 | 0 | 18 | 0.85999 | 0 | 42.971 | 35.0015 | 0.0094489 | 0
|  | 3 | 0.0094489 | 0 | 18 | 0.87323 | 0 | 43.3556 | 35.2634 | 0.0094489 | 0
|  | 4 | 0.0094489 | 0 | 18 | 0.87217 | 0 | 43.3248 | 35.2424 | 0.0094489 | 0
|  | 5 | 0.0094489 | 0 | 18 | 0.87111 | 0 | 43.294 | 35.2215 | 0.0094489 | 0
|  | 6 | 0.0094489 | 0 | 18 | 0.87058 | 0 | 43.2786 | 35.211 | 0.0094489 | 0
|  | 7 | 0.019984 | 0 | 18 | 0.81982 | 0 | 41.8046 | 34.2074 | 0.032133 | 0
|  | 8 | 0.019984 | 0 | 18 | 0.78012 | 0 | 40.6519 | 33.4226 | 0.044282 | 0
|  | 9 | 0.019984 | 0 | 18 | 0.71158 | 0 | 38.6616 | 32.0675 | 0.044282 | 0.040992
|  | 10 | 0.019984 | 0 | 18 | 0.55868 | 0 | 34.2222 | 29.0449 | 0.044282 | 0.15998
|  | 11 | 0.019984 | 0 | 18 | 0.45504 | 0 | 31.2126 | 26.9958 | 0.044282 | 0.22972
|  | 12 | 0.019984 | 0 | 18 | 0.33421 | 0 | 27.7043 | 24.6072 | 0.044282 | 0.31716
|  | 13 | 0.019984 | 0 | 18 | 0.29075 | 0 | 26.4422 | 23.7479 | 0.044282 | 0.33043
|  | 14 | 0.019984 | 0 | 18 | 0.18465 | 0 | 23.3616 | 21.6505 | 0.044282 | 0.40685
|  | 15 | 0.019984 | 0 | 18 | 0 | 0 | 18 | 18 | 0.044282 | 0.64152
|  | 16 | 0.019984 | 0 | 18.0284 | 0 | 0 | 18 | 18 | 0.044282 | 0.6554
|  | 17 | 0.019984 | 0 | 18.0531 | 0.34762 | 0 | 32.3681 | 27.7825 | 0.044282 | 0.11204
|  | 18 | 0.019984 | 0 | 18 | 0.62091 | 0 | 36.029 | 30.2751 | 0.044282 | 0.0082094
|  | 19 | 0.019984 | 0 | 18 | 0.65398 | 0 | 36.9894 | 30.9289 | 0.032133 | 0
|  | 20 | 0.0094489 | 0 | 18 | 0.68938 | 0 | 38.0173 | 31.6288 | 0.0094489 | 0
|  | 21 | 0.0094489 | 0 | 18 | 0.70263 | 0 | 38.4019 | 31.8906 | 0.0094489 | 0
|  | 22 | 0.0094489 | 0 | 18 | 0.70157 | 0 | 38.3711 | 31.8697 | 0.0094489 | 0
|  | 23 | 0.0094489 | 0 | 18 | 0.70051 | 0 | 38.3403 | 31.8487 | 0.0094489 | 0
|  | 24 | 0.0094489 | 0 | 18 | 0.69945 | 0 | 38.3096 | 31.8278 | 0.0094489 | 0
| 2 | 1 | 0.04564 | 0 | 18 | 0.94023 | 0 | 45.3009 | 36.5878 | 0.020338 | 0
|  | 2 | 0.049256 | 0 | 18 | 0.92168 | 0 | 44.7624 | 36.2212 | 0.020338 | 0
|  | 3 | 0.049256 | 0 | 18 | 0.90367 | 0 | 44.2394 | 35.8651 | 0.020338 | 0
|  | 4 | 0.049256 | 0 | 18 | 0.90738 | 0 | 44.3471 | 35.9384 | 0.020338 | 0
|  | 5 | 0.049256 | 0 | 18 | 0.91162 | 0 | 44.4701 | 36.0222 | 0.020338 | 0
|  | 6 | 0.055283 | 0 | 18 | 0.91494 | 0 | 44.5666 | 36.0879 | 0.021254 | 0
|  | 7 | 0.071844 | 0 | 18 | 0.8426 | 0 | 42.466 | 34.6577 | 0.044854 | 0
|  | 8 | 0.14463 | 0 | 18 | 0.70236 | 0 | 38.3939 | 31.8852 | 0.13635 | 0
|  | 9 | 0.19023 | 0 | 18 | 0.62606 | 0 | 36.1785 | 30.3769 | 0.15628 | 0.0076261
|  | 10 | 0.23001 | 0.033955 | 18 | 0.47079 | 0 | 31.6699 | 27.3072 | 0.17559 | 0.052984
|  | 11 | 0.23764 | 0.034669 | 18 | 0.32537 | 0 | 27.4476 | 24.4324 | 0.1762 | 0.10719
|  | 12 | 0.20389 | 0 | 18 | 0.20403 | 0 | 23.9242 | 22.0335 | 0.16471 | 0.14942
|  | 13 | 0.16251 | 0 | 18 | 0.18246 | 0 | 23.2981 | 21.6072 | 0.1457 | 0.17305
|  | 14 | 0.19023 | 0 | 18 | 0.15854 | 0 | 22.6036 | 21.1343 | 0.15628 | 0.16943
|  | 15 | 0.23764 | 0.034669 | 18 | 0.1499 | 0 | 22.3525 | 20.9634 | 0.1762 | 0.1412
|  | 16 | 0.20992 | 0 | 18 | 0.31486 | 0 | 27.1424 | 24.2246 | 0.16563 | 0.087477
|  | 17 | 0.18622 | 0 | 18 | 0.4867 | 0 | 32.1322 | 27.6219 | 0.15567 | 0.025734
|  | 18 | 0.14062 | 0 | 18 | 0.6325 | 0 | 36.3656 | 30.5042 | 0.13574 | 0
|  | 19 | 0.065818 | 0 | 18 | 0.76298 | 0 | 40.1542 | 33.0837 | 0.043938 | 0
|  | 20 | 0.055283 | 0 | 18 | 0.82434 | 0 | 41.9359 | 34.2968 | 0.021254 | 0
|  | 21 | 0.055283 | 0 | 18 | 0.86355 | 0 | 43.0743 | 35.0719 | 0.021254 | 0
|  | 22 | 0.055283 | 0 | 18 | 0.87255 | 0 | 43.3359 | 35.25 | 0.021254 | 0
|  | 23 | 0.049256 | 0 | 18 | 0.88248 | 0 | 43.624 | 35.4461 | 0.020338 | 0
|  | 24 | 0.049256 | 0 | 18 | 0.89148 | 0 | 43.8855 | 35.6242 | 0.020338 | 0
| 3 | 1 | 0.0094489 | 0 | 18 | 1.0163 | 0 | 47.5093 | 38.0914 | 0.0094489 | 0
|  | 2 | 0.0094489 | 0 | 18 | 1.0657 | 0 | 48.2631 | 38.6047 | 0.0094489 | 0
|  | 3 | 0.0094489 | 0 | 18.0083 | 1.0669 | 0 | 49.0015 | 39.1074 | 0.0094489 | 0
|  | 4 | 0.0094489 | 0 | 18.0079 | 1.0669 | 0 | 49.0938 | 39.1703 | 0.0094489 | 0
|  | 5 | 0.0094489 | 0 | 18.0064 | 1.0669 | 0 | 49.1861 | 39.2331 | 0.0094489 | 0
|  | 6 | 0.0094489 | 0 | 18.0037 | 1.0669 | 0 | 49.2785 | 39.296 | 0.0094489 | 0
|  | 7 | 0.019984 | 0 | 18 | 1.0386 | 0 | 48.1583 | 38.5333 | 0.032133 | 0
|  | 8 | 0.019984 | 0 | 18 | 1.0106 | 0 | 47.344 | 37.9789 | 0.044282 | 0
|  | 9 | 0.019984 | 0 | 18 | 0.98897 | 0 | 46.716 | 37.5513 | 0.044282 | 0.0057313
|  | 10 | 0.019984 | 0 | 18 | 0.93636 | 0 | 45.1885 | 36.5113 | 0.044282 | 0.045622
|  | 11 | 0.019984 | 0 | 18 | 0.846 | 0 | 42.5649 | 34.7251 | 0.044282 | 0.12273
|  | 12 | 0.019984 | 0 | 18 | 0.7496 | 0 | 39.7657 | 32.8192 | 0.044282 | 0.20589
|  | 13 | 0.019984 | 0 | 18 | 0.67511 | 0 | 37.6027 | 31.3465 | 0.044282 | 0.27244
|  | 14 | 0.019984 | 0 | 18 | 0.66023 | 0 | 37.1707 | 31.0524 | 0.044282 | 0.27936
|  | 15 | 0.019984 | 0 | 18 | 0.69708 | 0 | 38.2408 | 31.781 | 0.044282 | 0.23404
|  | 16 | 0.019984 | 0 | 18 | 0.88843 | 0 | 42.156 | 34.4466 | 0.044282 | 0.1241
|  | 17 | 0.019984 | 0 | 18.02 | 1.0668 | 0 | 45.8762 | 36.9795 | 0.044282 | 0.02088
|  | 18 | 0.019984 | 0 | 18.0574 | 1.0669 | 0 | 47.2055 | 37.8846 | 0.044282 | 0
|  | 19 | 0.019984 | 0 | 18.078 | 1.0669 | 0 | 48.1275 | 38.5123 | 0.032133 | 0
|  | 20 | 0.0094489 | 0 | 18.0869 | 1.0669 | 0 | 49.3554 | 39.3483 | 0.0094489 | 0
|  | 21 | 0.0094489 | 0 | 18.0807 | 1.0669 | 0 | 49.9246 | 39.7359 | 0.0094489 | 0
|  | 22 | 0.0094489 | 0 | 18.0677 | 1.0669 | 0 | 50.34 | 40.0187 | 0.0094489 | 0
|  | 23 | 0.0094489 | 0 | 18.0498 | 1.0669 | 0 | 50.7553 | 40.3015 | 0.0094489 | 0
|  | 24 | 0.0094489 | 0 | 18.0272 | 1.0669 | 0 | 51.1707 | 40.5843 | 0.0094489 | 0
| 4 | 1 | 0.0094489 | 0 | 21.4049 | 0 | 0 | 25.5408 | 23.1341 | 0.0094489 | 0
|  | 2 | 0.0094489 | 0 | 21.2491 | 0 | 0 | 25.4023 | 23.0399 | 0.0094489 | 0
|  | 3 | 0.0094489 | 0 | 21.0979 | 0 | 0 | 25.2792 | 22.9561 | 0.0094489 | 0
|  | 4 | 0.0094489 | 0 | 20.9511 | 0 | 0 | 25.0485 | 22.799 | 0.0094489 | 0
|  | 5 | 0.0094489 | 0 | 20.8098 | 0 | 0 | 24.8177 | 22.6418 | 0.0094489 | 0
|  | 6 | 0.0094489 | 0 | 20.674 | 0 | 0 | 24.6023 | 22.4952 | 0.0094489 | 0
|  | 7 | 0.019984 | 0 | 20.5434 | 0 | 0 | 23.2512 | 21.5753 | 0.032133 | 0.01431
|  | 8 | 0.019984 | 0 | 20.4317 | 0 | 0 | 19.509 | 19.0274 | 0.044282 | 0.12151
|  | 9 | 0.019984 | 0 | 20.3677 | 0 | 0 | 18 | 18 | 0.044282 | 0.23947
|  | 10 | 0.019984 | 0 | 20.35 | 0 | 0 | 18 | 18 | 0.044282 | 0.3068
|  | 11 | 0.019984 | 0 | 20.3606 | 0 | 0 | 18 | 18 | 0.044282 | 0.39133
|  | 12 | 0.019984 | 0 | 20.4053 | 0 | 0 | 18 | 18 | 0.044282 | 0.35704
|  | 13 | 0.019984 | 0 | 20.4411 | 0 | 0 | 18 | 18 | 0.044282 | 0.3634
|  | 14 | 0.019984 | 0 | 20.476 | 0 | 0 | 18 | 18 | 0.044282 | 1.2505
|  | 15 | 0.019984 | 0 | 20.8217 | 0 | 0 | 18 | 18 | 0.044282 | 1.8601
|  | 16 | 0.019984 | 0 | 21.3742 | 0 | 0 | 18 | 18 | 0.044282 | 2.0137
|  | 17 | 0.019984 | 0 | 21.9599 | 0 | 0 | 18 | 18 | 0.044282 | 1.8973
|  | 18 | 0.019984 | 0 | 22.4823 | 0 | 0 | 18 | 18 | 0.044282 | 0.77474
|  | 19 | 0.019984 | 0 | 22.5867 | 0 | 0 | 25.8315 | 23.3321 | 0.032133 | 0.010748
|  | 20 | 0.0094489 | 0 | 22.4052 | 0 | 0 | 27.5715 | 24.5167 | 0.0094489 | 0
|  | 21 | 0.0094489 | 0 | 22.2059 | 0 | 0 | 28.3253 | 25.03 | 0.0094489 | 0
|  | 22 | 0.0094489 | 0 | 22.0012 | 0 | 0 | 28.3868 | 25.0719 | 0.0094489 | 0
|  | 23 | 0.0094489 | 0 | 21.7995 | 0 | 0 | 28.4637 | 25.1243 | 0.0094489 | 0
|  | 24 | 0.0094489 | 0 | 21.6007 | 0 | 0 | 28.5253 | 25.1662 | 0.0094489 | 0
| 5 | 1 | 0.04564 | 0 | 27.1816 | 0 | 0 | 23.5323 | 21.7667 | 0.020338 | 0
|  | 2 | 0.049256 | 0 | 26.942 | 0 | 0 | 23.9323 | 22.039 | 0.020338 | 0
|  | 3 | 0.049256 | 0 | 26.702 | 0 | 0 | 24.3323 | 22.3114 | 0.020338 | 0
|  | 4 | 0.049256 | 0 | 26.4616 | 0 | 0 | 24.4708 | 22.4056 | 0.020338 | 0
|  | 5 | 0.049256 | 0 | 26.224 | 0 | 0 | 24.6092 | 22.4999 | 0.020338 | 0
|  | 6 | 0.055283 | 0 | 25.9892 | 0 | 0 | 24.7365 | 22.5865 | 0.021254 | 0
|  | 7 | 0.071844 | 0 | 25.7573 | 0 | 0 | 21.4969 | 20.3808 | 0.044854 | 0.03128
|  | 8 | 0.14463 | 0 | 25.5692 | 0 | 0 | 18 | 18 | 0.13635 | 0.17138
|  | 9 | 0.19023 | 0 | 25.4868 | 0 | 0 | 18 | 18 | 0.15628 | 0.26498
|  | 10 | 0.23001 | 0.033955 | 25.4663 | 0 | 0 | 18 | 18 | 0.17559 | 0.32366
|  | 11 | 0.23764 | 0.034669 | 25.4808 | 0 | 0 | 18 | 18 | 0.1762 | 0.33192
|  | 12 | 0.20389 | 0 | 25.5056 | 0 | 0 | 18 | 18 | 0.16471 | 0.34278
|  | 13 | 0.16251 | 0 | 25.5368 | 0 | 0 | 18 | 18 | 0.1457 | 0.34429
|  | 14 | 0.19023 | 0 | 25.5674 | 0 | 0 | 18 | 18 | 0.15628 | 1.2297
|  | 15 | 0.23764 | 0.034669 | 25.9207 | 0 | 0 | 18 | 18 | 0.1762 | 2.0535
|  | 16 | 0.20992 | 0 | 26.5723 | 0 | 0 | 18 | 18 | 0.16563 | 2.4629
|  | 17 | 0.18622 | 0 | 27.3303 | 0 | 0 | 18 | 18 | 0.15567 | 2.4606
|  | 18 | 0.14062 | 0 | 28.0473 | 0 | 0 | 18 | 18 | 0.13574 | 2.1905
|  | 19 | 0.065818 | 0 | 28.6256 | 0 | 0 | 18 | 18 | 0.043938 | 0.65861
|  | 20 | 0.055283 | 0 | 28.6054 | 0 | 0 | 24.0967 | 22.1509 | 0.021254 | 0.0019014
|  | 21 | 0.055283 | 0 | 28.3322 | 0 | 0 | 25.2134 | 22.9112 | 0.021254 | 0
|  | 22 | 0.055283 | 0 | 28.0505 | 0 | 0 | 25.9672 | 23.4245 | 0.021254 | 0
|  | 23 | 0.049256 | 0 | 27.7649 | 0 | 0 | 26.7476 | 23.9558 | 0.020338 | 0
|  | 24 | 0.049256 | 0 | 27.4752 | 0 | 0 | 27.5014 | 24.4691 | 0.020338 | 0
| 6 | 1 | 0.0094489 | 0 | 20.4506 | 0 | 0 | 29.6637 | 25.9412 | 0.0094489 | 0
|  | 2 | 0.0094489 | 0 | 20.2625 | 0 | 0 | 31.0944 | 26.9154 | 0.0094489 | 0
|  | 3 | 0.0094489 | 0 | 20.0604 | 0 | 0 | 32.5405 | 27.8999 | 0.0094489 | 0
|  | 4 | 0.0094489 | 0 | 19.8445 | 0 | 0 | 31.479 | 27.1772 | 0.0094489 | 0
|  | 5 | 0.0094489 | 0 | 19.6456 | 0 | 0 | 30.4329 | 26.465 | 0.0094489 | 0
|  | 6 | 0.0094489 | 0 | 19.4632 | 0 | 0 | 29.0627 | 25.5321 | 0.0094489 | 0.011161
|  | 7 | 0.019984 | 0 | 19.3009 | 0 | 0 | 23.2014 | 21.5414 | 0.032133 | 0.11563
|  | 8 | 0.019984 | 0 | 19.2131 | 0 | 0 | 18 | 18 | 0.044282 | 0.21932
|  | 9 | 0.019984 | 0 | 19.1944 | 0 | 0 | 18 | 18 | 0.044282 | 0.30786
|  | 10 | 0.019984 | 0 | 19.2336 | 0 | 0 | 18 | 18 | 0.044282 | 0.40608
|  | 11 | 0.019984 | 0 | 19.3178 | 0 | 0 | 18 | 18 | 0.044282 | 0.49697
|  | 12 | 0.019984 | 0 | 19.4436 | 0 | 0 | 18 | 18 | 0.044282 | 0.57991
|  | 13 | 0.019984 | 0 | 19.6072 | 0 | 0 | 18 | 18 | 0.044282 | 0.5844
|  | 14 | 0.019984 | 0 | 19.7822 | 0 | 0 | 18 | 18 | 0.044282 | 0.75333
|  | 15 | 0.019984 | 0 | 20.0264 | 0 | 0 | 18 | 18 | 0.044282 | 0.73503
|  | 16 | 0.019984 | 0 | 20.2723 | 0 | 0 | 18 | 18 | 0.044282 | 0.69855
|  | 17 | 0.019984 | 0 | 20.4874 | 0 | 0 | 18 | 18 | 0.044282 | 1.2124
|  | 18 | 0.019984 | 0 | 20.867 | 0 | 0 | 18 | 18 | 0.044282 | 1.0938
|  | 19 | 0.019984 | 0 | 21.184 | 0 | 0 | 18 | 18 | 0.032133 | 0.73814
|  | 20 | 0.0094489 | 0 | 21.336 | 0 | 0 | 24.0965 | 22.1508 | 0.0094489 | 0.034374
|  | 21 | 0.0094489 | 0 | 21.1991 | 0 | 0 | 27.4638 | 24.4434 | 0.0094489 | 0
|  | 22 | 0.0094489 | 0 | 21.0237 | 0 | 0 | 28.3868 | 25.0719 | 0.0094489 | 0
|  | 23 | 0.0094489 | 0 | 20.8404 | 0 | 0 | 29.3099 | 25.7003 | 0.0094489 | 0
|  | 24 | 0.0094489 | 0 | 20.6493 | 0 | 0 | 30.2175 | 26.3183 | 0.0094489 | 0
| 7 | 1 | 0.04564 | 0 | 27.8213 | 0 | 0 | 27.163 | 24.2386 | 0.020338 | 0
|  | 2 | 0.049256 | 0 | 27.5255 | 0 | 0 | 28.1168 | 24.888 | 0.020338 | 0
|  | 3 | 0.049256 | 0 | 27.2235 | 0 | 0 | 29.086 | 25.5479 | 0.020338 | 0
|  | 4 | 0.049256 | 0 | 26.9154 | 0 | 0 | 29.4091 | 25.7679 | 0.020338 | 0
|  | 5 | 0.049256 | 0 | 26.6091 | 0 | 0 | 29.7475 | 25.9983 | 0.020338 | 0
|  | 6 | 0.055283 | 0 | 26.3044 | 0 | 0 | 29.7864 | 26.0248 | 0.021254 | 0.009402
|  | 7 | 0.071844 | 0 | 26.005 | 0 | 0 | 23.2117 | 21.5484 | 0.044854 | 0.069179
|  | 8 | 0.14463 | 0 | 25.7914 | 0 | 0 | 18 | 18 | 0.13635 | 0.21072
|  | 9 | 0.19023 | 0 | 25.7146 | 0 | 0 | 18 | 18 | 0.15628 | 0.27947
|  | 10 | 0.23001 | 0.033955 | 25.7212 | 0 | 0 | 18 | 18 | 0.17559 | 0.24669
|  | 11 | 0.23764 | 0.034669 | 25.7476 | 0 | 0 | 18 | 18 | 0.1762 | 0.32523
|  | 12 | 0.20389 | 0 | 25.8263 | 0 | 0 | 18 | 18 | 0.16471 | 0.45904
|  | 13 | 0.16251 | 0 | 25.9716 | 0 | 0 | 18 | 18 | 0.1457 | 0.546
|  | 14 | 0.19023 | 0 | 26.1468 | 0 | 0 | 18 | 18 | 0.15628 | 0.86467
|  | 15 | 0.23764 | 0.034669 | 26.444 | 0 | 0 | 18 | 18 | 0.1762 | 1.3119
|  | 16 | 0.20992 | 0 | 26.9093 | 0 | 0 | 18 | 18 | 0.16563 | 1.7905
|  | 17 | 0.18622 | 0 | 27.5092 | 0 | 0 | 18 | 18 | 0.15567 | 2.1364
|  | 18 | 0.14062 | 0 | 28.1944 | 0 | 0 | 18 | 18 | 0.13574 | 2.0215
|  | 19 | 0.065818 | 0 | 28.7966 | 0 | 0 | 18 | 18 | 0.043938 | 1.1439
|  | 20 | 0.055283 | 0 | 29.0191 | 0 | 0 | 18 | 18 | 0.021254 | 0.044806
|  | 21 | 0.055283 | 0 | 28.815 | 0 | 0 | 21.1674 | 20.1565 | 0.021254 | 0
|  | 22 | 0.055283 | 0 | 28.5735 | 0 | 0 | 21.9212 | 20.6697 | 0.021254 | 0
|  | 23 | 0.049256 | 0 | 28.3274 | 0 | 0 | 22.6862 | 21.1906 | 0.020338 | 0
|  | 24 | 0.049256 | 0 | 28.0766 | 0 | 0 | 23.44 | 21.7039 | 0.020338 | 0
| 8 | 1 | 0.04564 | 0 | 21.2553 | 0 | 0 | 18 | 18 | 0.020338 | 0
|  | 2 | 0.049256 | 0 | 21.1981 | 0 | 0 | 19.3633 | 18.9282 | 0.020338 | 0
|  | 3 | 0.049256 | 0 | 21.1215 | 0 | 0 | 21.0401 | 20.0699 | 0.020338 | 0
|  | 4 | 0.049256 | 0 | 21.0259 | 0 | 0 | 20.9632 | 20.0175 | 0.020338 | 0
|  | 5 | 0.049256 | 0 | 20.933 | 0 | 0 | 20.8709 | 19.9547 | 0.020338 | 0
|  | 6 | 0.055283 | 0 | 20.843 | 0 | 0 | 20.7674 | 19.8842 | 0.021254 | 0
|  | 7 | 0.071844 | 0 | 20.756 | 0 | 0 | 18.6822 | 18.4644 | 0.044854 | 0
|  | 8 | 0.14463 | 0 | 20.696 | 0 | 0 | 18 | 18 | 0.13635 | 0.0037964
|  | 9 | 0.19023 | 0 | 20.6879 | 0 | 0 | 18 | 18 | 0.15628 | 0.043387
|  | 10 | 0.23001 | 0.033955 | 20.7181 | 0 | 0 | 18 | 18 | 0.17559 | 0.10783
|  | 11 | 0.23764 | 0.034669 | 20.7932 | 0 | 0 | 18 | 18 | 0.1762 | 0.18198
|  | 12 | 0.20389 | 0 | 20.909 | 0 | 0 | 18 | 18 | 0.16471 | 0.24858
|  | 13 | 0.16251 | 0 | 21.0579 | 0 | 0 | 18 | 18 | 0.1457 | 0.29892
|  | 14 | 0.19023 | 0 | 21.2178 | 0 | 0 | 18 | 18 | 0.15628 | 0.32249
|  | 15 | 0.23764 | 0.034669 | 21.3894 | 0 | 0 | 18 | 18 | 0.1762 | 0.29677
|  | 16 | 0.20992 | 0 | 21.5583 | 0 | 0 | 18 | 18 | 0.16563 | 0.1951
|  | 17 | 0.18622 | 0 | 21.671 | 0 | 0 | 18 | 18 | 0.15567 | 0.042442
|  | 18 | 0.14062 | 0 | 21.7106 | 0 | 0 | 18 | 18 | 0.13574 | 0
|  | 19 | 0.065818 | 0 | 21.714 | 0 | 0 | 18 | 18 | 0.043938 | 0
|  | 20 | 0.055283 | 0 | 21.669 | 0 | 0 | 18 | 18 | 0.021254 | 0
|  | 21 | 0.055283 | 0 | 21.6014 | 0 | 0 | 19.1828 | 18.8053 | 0.021254 | 0
|  | 22 | 0.055283 | 0 | 21.5194 | 0 | 0 | 19.552 | 19.0567 | 0.021254 | 0
|  | 23 | 0.049256 | 0 | 21.4345 | 0 | 0 | 19.9478 | 19.3262 | 0.020338 | 0
|  | 24 | 0.049256 | 0 | 21.3463 | 0 | 0 | 20.3171 | 19.5776 | 0.020338 | 0
| 9 | 1 | 0.04564 | 0 | 32.5579 | 0 | 0 | 18 | 18 | 0.020338 | 0
|  | 2 | 0.049256 | 0 | 32.3238 | 0 | 0 | 18 | 18 | 0.020338 | 0
|  | 3 | 0.049256 | 0 | 32.084 | 0 | 0 | 18 | 18 | 0.020338 | 0
|  | 4 | 0.049256 | 0 | 31.8385 | 0 | 0 | 18 | 18 | 0.020338 | 0
|  | 5 | 0.049256 | 0 | 31.6028 | 0 | 0 | 18 | 18 | 0.020338 | 0
|  | 6 | 0.055283 | 0 | 31.3767 | 0 | 0 | 18 | 18 | 0.021254 | 0
|  | 7 | 0.071844 | 0 | 31.1603 | 0 | 0 | 18 | 18 | 0.044854 | 0
|  | 8 | 0.14463 | 0 | 30.9859 | 0 | 0 | 18 | 18 | 0.13635 | 0.035766
|  | 9 | 0.19023 | 0 | 30.8889 | 0 | 0 | 18 | 18 | 0.15628 | 0.17116
|  | 10 | 0.23001 | 0.033955 | 30.8783 | 0 | 0 | 18 | 18 | 0.17559 | 0.1997
|  | 11 | 0.23764 | 0.034669 | 30.9043 | 0 | 0 | 18 | 18 | 0.1762 | 0.21285
|  | 12 | 0.20389 | 0 | 30.9543 | 0 | 0 | 18 | 18 | 0.16471 | 0.24582
|  | 13 | 0.16251 | 0 | 31.0305 | 0 | 0 | 18 | 18 | 0.1457 | 0.20558
|  | 14 | 0.19023 | 0 | 31.0902 | 0 | 0 | 18 | 18 | 0.15628 | 0.96476
|  | 15 | 0.23764 | 0.034669 | 31.427 | 0 | 0 | 18 | 18 | 0.1762 | 1.8762
|  | 16 | 0.20992 | 0 | 32.0927 | 0 | 0 | 18 | 18 | 0.16563 | 2.2983
|  | 17 | 0.18622 | 0 | 32.8795 | 0 | 0 | 18 | 18 | 0.15567 | 1.9548
|  | 18 | 0.14062 | 0 | 33.514 | 0 | 0 | 18 | 18 | 0.13574 | 0.7369
|  | 19 | 0.065818 | 0 | 33.6863 | 0 | 0 | 18 | 18 | 0.043938 | 0.010701
|  | 20 | 0.055283 | 0 | 33.539 | 0 | 0 | 18 | 18 | 0.021254 | 0
|  | 21 | 0.055283 | 0 | 33.356 | 0 | 0 | 18 | 18 | 0.021254 | 0
|  | 22 | 0.055283 | 0 | 33.1498 | 0 | 0 | 18 | 18 | 0.021254 | 0
|  | 23 | 0.049256 | 0 | 32.9482 | 0 | 0 | 18 | 18 | 0.020338 | 0
|  | 24 | 0.049256 | 0 | 32.7509 | 0 | 0 | 18 | 18 | 0.020338 | 0
| 10 | 1 | 0.04564 | 0 | 31.8385 | 0 | 0 | 18 | 18 | 0.020338 | 0
|  | 2 | 0.049256 | 0 | 31.6385 | 0 | 0 | 18 | 18 | 0.020338 | 0
|  | 3 | 0.049256 | 0 | 31.434 | 0 | 0 | 18 | 18 | 0.020338 | 0
|  | 4 | 0.049256 | 0 | 31.2251 | 0 | 0 | 18 | 18 | 0.020338 | 0
|  | 5 | 0.049256 | 0 | 31.0298 | 0 | 0 | 18 | 18 | 0.020338 | 0
|  | 6 | 0.055283 | 0 | 30.8478 | 0 | 0 | 18 | 18 | 0.021254 | 0.043399
|  | 7 | 0.071844 | 0 | 30.6944 | 0 | 0 | 18 | 18 | 0.044854 | 0.1596
|  | 8 | 0.14463 | 0 | 30.6248 | 0 | 0 | 18 | 18 | 0.13635 | 0.21883
|  | 9 | 0.19023 | 0 | 30.6411 | 0 | 0 | 18 | 18 | 0.15628 | 0.25284
|  | 10 | 0.23001 | 0.033955 | 30.7075 | 0 | 0 | 18 | 18 | 0.17559 | 0.29288
|  | 11 | 0.23764 | 0.034669 | 30.8036 | 0 | 0 | 18 | 18 | 0.1762 | 0.43409
|  | 12 | 0.20389 | 0 | 30.958 | 0 | 0 | 18 | 18 | 0.16471 | 0.57715
|  | 13 | 0.16251 | 0 | 31.1661 | 0 | 0 | 18 | 18 | 0.1457 | 0.67247
|  | 14 | 0.19023 | 0 | 31.4179 | 0 | 0 | 18 | 18 | 0.15628 | 0.94012
|  | 15 | 0.23764 | 0.034669 | 31.7842 | 0 | 0 | 18 | 18 | 0.1762 | 0.89382
|  | 16 | 0.20992 | 0 | 32.1552 | 0 | 0 | 18 | 18 | 0.16563 | 0.72976
|  | 17 | 0.18622 | 0 | 32.4415 | 0 | 0 | 18 | 18 | 0.15567 | 0.49127
|  | 18 | 0.14062 | 0 | 32.6185 | 0 | 0 | 18 | 18 | 0.13574 | 0.24952
|  | 19 | 0.065818 | 0 | 32.6836 | 0 | 0 | 18 | 18 | 0.043938 | 0.083489
|  | 20 | 0.055283 | 0 | 32.6276 | 0 | 0 | 18 | 18 | 0.021254 | 0.019628
|  | 21 | 0.055283 | 0 | 32.5133 | 0 | 0 | 18 | 18 | 0.021254 | 0
|  | 22 | 0.055283 | 0 | 32.3655 | 0 | 0 | 18 | 18 | 0.021254 | 0
|  | 23 | 0.049256 | 0 | 32.2037 | 0 | 0 | 18 | 18 | 0.020338 | 0
|  | 24 | 0.049256 | 0 | 32.0278 | 0 | 0 | 18 | 18 | 0.020338 | 0
| 11 | 1 | 0.23764 | 0.034669 | 0 | 0.65553 | 0 | 64.7256 | 49.8132 | 0.0094489 | 0
| 12 | 1 | 0.23764 | 0.034669 | 89.7747 | 0 | 0 | 18 | 18 | 0.1762 | 2.4629

## df_Unit_t
Layer | Unit | Period | Time | Units_demand | Units_supply | Units_curtailment | BAT_E_stored
Electricity | PV_Building1 | 1 | 9 | 0 | 0.92553 | 0 | 0
|  |  | 10 | 0 | 1.6675 | 0 | 0
|  |  | 11 | 0 | 1.2969 | 0 | 0
|  |  | 12 | 0 | 1.7551 | 0 | 0
|  |  | 13 | 0 | 1.2975 | 0 | 0
|  |  | 14 | 0 | 1.1207 | 0 | 0
|  |  | 15 | 0 | 0.64135 | 0 | 0
|  |  | 16 | 0 | 0.4948 | 0 | 0
|  |  | 17 | 0 | 0.11287 | 0 | 0
|  | 2 | 9 | 0 | 0.77544 | 0 | 0
|  |  | 10 | 0 | 1.9266 | 0 | 0
|  |  | 11 | 0 | 2.156 | 0 | 0
|  |  | 12 | 0 | 2.465 | 0 | 0
|  |  | 13 | 0 | 2.4691 | 0 | 0
|  |  | 14 | 0 | 2.2489 | 0 | 0
|  |  | 15 | 0 | 1.6957 | 0 | 0
|  |  | 16 | 0 | 0.92219 | 0 | 0
|  | 3 | 9 | 0 | 0.44794 | 0 | 0
|  |  | 10 | 0 | 0.8898 | 0 | 0
|  |  | 11 | 0 | 0.77384 | 0 | 0
|  |  | 12 | 0 | 0.82063 | 0 | 0
|  |  | 13 | 0 | 1.3603 | 0 | 0
|  |  | 14 | 0 | 0.96216 | 0 | 0
|  |  | 15 | 0 | 0.62755 | 0 | 0
|  |  | 16 | 0 | 0.34965 | 0 | 0
|  | 4 | 7 | 0 | 0.41214 | 0 | 0
|  |  | 8 | 0 | 1.4014 | 0 | 0
|  |  | 9 | 0 | 0.94012 | 0 | 0
|  |  | 10 | 0 | 2.2794 | 0 | 0
|  |  | 11 | 0 | 1.6954 | 0 | 0
|  |  | 12 | 0 | 1.9385 | 0 | 0
|  |  | 13 | 0 | 1.7794 | 0 | 0
|  |  | 14 | 0 | 0.86811 | 0 | 0
|  |  | 15 | 0 | 0.96483 | 0 | 0
|  |  | 16 | 0 | 1.1947 | 0 | 0
|  |  | 17 | 0 | 0.79524 | 0 | 0
|  |  | 18 | 0 | 0.063442 | 0 | 0
|  | 5 | 8 | 0 | 0.39944 | 0 | 0
|  |  | 9 | 0 | 0.979 | 0 | 0
|  |  | 10 | 0 | 0.50965 | 0 | 0
|  |  | 11 | 0 | 1.9103 | 0 | 0
|  |  | 12 | 0 | 1.4724 | 0 | 0
|  |  | 13 | 0 | 1.8195 | 0 | 0
|  |  | 14 | 0 | 1.5502 | 0 | 0
|  |  | 15 | 0 | 0.59922 | 0 | 0
|  |  | 16 | 0 | 0.83641 | 0 | 0
|  | 6 | 6 | 0 | 0.24703 | 0 | 0
|  |  | 7 | 0 | 1.5748 | 0 | 0
|  |  | 8 | 0 | 3.3887 | 0 | 0
|  |  | 9 | 0 | 4.6372 | 0 | 0
|  |  | 10 | 0 | 5.157 | 0 | 0
|  |  | 11 | 0 | 5.02 | 0 | 0
|  |  | 12 | 0 | 4.7132 | 0 | 0
|  |  | 13 | 0 | 4.7741 | 0 | 0
|  |  | 14 | 0 | 5.3108 | 0 | 0
|  |  | 15 | 0 | 1.9868 | 0 | 0
|  |  | 16 | 0 | 2.225 | 0 | 0
|  |  | 17 | 0 | 2.7948 | 0 | 0
|  |  | 18 | 0 | 2.474 | 0 | 0
|  |  | 19 | 0 | 1.0234 | 0 | 0
|  | 7 | 7 | 0 | 1.2561 | 0 | 0
|  |  | 8 | 0 | 2.8671 | 0 | 0
|  |  | 9 | 0 | 4.2158 | 0 | 0
|  |  | 10 | 0 | 5.2548 | 0 | 0
|  |  | 11 | 0 | 5.8416 | 0 | 0
|  |  | 12 | 0 | 6.1984 | 0 | 0
|  |  | 13 | 0 | 6.081 | 0 | 0
|  |  | 14 | 0 | 5.7529 | 0 | 0
|  |  | 15 | 0 | 5.0612 | 0 | 0
|  |  | 16 | 0 | 3.9806 | 0 | 0
|  |  | 17 | 0 | 2.6128 | 0 | 0
|  |  | 18 | 0 | 1.0116 | 0 | 0
|  | 8 | 6 | 0 | 0.50389 | 0 | 0
|  |  | 7 | 0 | 1.841 | 0 | 0
|  |  | 8 | 0 | 3.2365 | 0 | 0
|  |  | 9 | 0 | 4.4946 | 0 | 0
|  |  | 10 | 0 | 5.4511 | 0 | 0
|  |  | 11 | 0 | 5.4137 | 0 | 0
|  |  | 12 | 0 | 5.4316 | 0 | 0
|  |  | 13 | 0 | 1.8972 | 0 | 0
|  |  | 14 | 0 | 5.4761 | 0 | 0
|  |  | 15 | 0 | 3.3957 | 0 | 0
|  |  | 16 | 0 | 2.9495 | 0 | 0
|  |  | 17 | 0 | 2.1051 | 0 | 0
|  |  | 18 | 0 | 1.1984 | 0 | 0
|  |  | 19 | 0 | 0.35764 | 0 | 0
|  | 9 | 6 | 0 | 0.22601 | 0 | 0
|  |  | 7 | 0 | 1.2195 | 0 | 0
|  |  | 8 | 0 | 2.4429 | 0 | 0
|  |  | 9 | 0 | 1.9025 | 0 | 0
|  |  | 10 | 0 | 2.5261 | 0 | 0
|  |  | 11 | 0 | 4.0762 | 0 | 0
|  |  | 12 | 0 | 3.8086 | 0 | 0
|  |  | 13 | 0 | 5.2908 | 0 | 0
|  |  | 14 | 0 | 5.4784 | 0 | 0
|  |  | 15 | 0 | 4.1678 | 0 | 0
|  |  | 16 | 0 | 3.6954 | 0 | 0
|  |  | 17 | 0 | 2.829 | 0 | 0
|  |  | 18 | 0 | 1.5161 | 0 | 0
|  |  | 19 | 0 | 0.4695 | 0 | 0
|  | 10 | 6 | 0 | 0.73252 | 0 | 0
|  |  | 7 | 0 | 2.0814 | 0 | 0
|  |  | 8 | 0 | 3.5229 | 0 | 0
|  |  | 9 | 0 | 3.9358 | 0 | 0
|  |  | 10 | 0 | 5.5968 | 0 | 0
|  |  | 11 | 0 | 6.2111 | 0 | 0
|  |  | 12 | 0 | 6.6457 | 0 | 0
|  |  | 13 | 0 | 6.7637 | 0 | 0
|  |  | 14 | 0 | 6.4271 | 0 | 0
|  |  | 15 | 0 | 5.8236 | 0 | 0
|  |  | 16 | 0 | 5.0414 | 0 | 0
|  |  | 17 | 0 | 2.9667 | 0 | 0
|  |  | 18 | 0 | 2.6087 | 0 | 0
|  |  | 19 | 0 | 0.79607 | 0 | 0
|  | 12 | 1 | 0 | 0.23764 | 6.2938 | 0
NaturalGas | NG_Boiler_Building1 | 1 | 1 | 0.89211 | 0 | 0 | 0
|  |  | 2 | 0.9055 | 0 | 0 | 0
|  |  | 3 | 0.91944 | 0 | 0 | 0
|  |  | 4 | 0.91832 | 0 | 0 | 0
|  |  | 5 | 0.91721 | 0 | 0 | 0
|  |  | 6 | 0.91665 | 0 | 0 | 0
|  |  | 7 | 0.86321 | 0 | 0 | 0
|  |  | 8 | 0.82142 | 0 | 0 | 0
|  |  | 9 | 0.74927 | 0 | 0 | 0
|  |  | 10 | 0.58833 | 0 | 0 | 0
|  |  | 11 | 0.47923 | 0 | 0 | 0
|  |  | 12 | 0.35205 | 0 | 0 | 0
|  |  | 13 | 0.30629 | 0 | 0 | 0
|  |  | 14 | 0.19462 | 0 | 0 | 0
|  |  | 15 | 0.00024577 | 0 | 0 | 0
|  |  | 16 | 0.00024577 | 0 | 0 | 0
|  |  | 17 | 0.36616 | 0 | 0 | 0
|  |  | 18 | 0.65384 | 0 | 0 | 0
|  |  | 19 | 0.68865 | 0 | 0 | 0
|  |  | 20 | 0.72591 | 0 | 0 | 0
|  |  | 21 | 0.73986 | 0 | 0 | 0
|  |  | 22 | 0.73874 | 0 | 0 | 0
|  |  | 23 | 0.73763 | 0 | 0 | 0
|  |  | 24 | 0.73651 | 0 | 0 | 0
|  | 2 | 1 | 0.98996 | 0 | 0 | 0
|  |  | 2 | 0.97044 | 0 | 0 | 0
|  |  | 3 | 0.95148 | 0 | 0 | 0
|  |  | 4 | 0.95538 | 0 | 0 | 0
|  |  | 5 | 0.95984 | 0 | 0 | 0
|  |  | 6 | 0.96334 | 0 | 0 | 0
|  |  | 7 | 0.88719 | 0 | 0 | 0
|  |  | 8 | 0.73957 | 0 | 0 | 0
|  |  | 9 | 0.65926 | 0 | 0 | 0
|  |  | 10 | 0.53343 | 0 | 0 | 0
|  |  | 11 | 0.38116 | 0 | 0 | 0
|  |  | 12 | 0.21501 | 0 | 0 | 0
|  |  | 13 | 0.19231 | 0 | 0 | 0
|  |  | 14 | 0.16713 | 0 | 0 | 0
|  |  | 15 | 0.19645 | 0 | 0 | 0
|  |  | 16 | 0.33168 | 0 | 0 | 0
|  |  | 17 | 0.51257 | 0 | 0 | 0
|  |  | 18 | 0.66604 | 0 | 0 | 0
|  |  | 19 | 0.80338 | 0 | 0 | 0
|  |  | 20 | 0.86797 | 0 | 0 | 0
|  |  | 21 | 0.90924 | 0 | 0 | 0
|  |  | 22 | 0.91872 | 0 | 0 | 0
|  |  | 23 | 0.92917 | 0 | 0 | 0
|  |  | 24 | 0.93865 | 0 | 0 | 0
|  | 3 | 1 | 1.07 | 0 | 0 | 0
|  |  | 2 | 1.1231 | 0 | 0 | 0
|  |  | 3 | 1.1231 | 0 | 0 | 0
|  |  | 4 | 1.1231 | 0 | 0 | 0
|  |  | 5 | 1.1231 | 0 | 0 | 0
|  |  | 6 | 1.1231 | 0 | 0 | 0
|  |  | 7 | 1.0935 | 0 | 0 | 0
|  |  | 8 | 1.064 | 0 | 0 | 0
|  |  | 9 | 1.0413 | 0 | 0 | 0
|  |  | 10 | 0.98589 | 0 | 0 | 0
|  |  | 11 | 0.89078 | 0 | 0 | 0
|  |  | 12 | 0.7893 | 0 | 0 | 0
|  |  | 13 | 0.71088 | 0 | 0 | 0
|  |  | 14 | 0.69523 | 0 | 0 | 0
|  |  | 15 | 0.73402 | 0 | 0 | 0
|  |  | 16 | 0.93736 | 0 | 0 | 0
|  |  | 17 | 1.1231 | 0 | 0 | 0
|  |  | 18 | 1.1231 | 0 | 0 | 0
|  |  | 19 | 1.1231 | 0 | 0 | 0
|  |  | 20 | 1.1231 | 0 | 0 | 0
|  |  | 21 | 1.1231 | 0 | 0 | 0
|  |  | 22 | 1.1231 | 0 | 0 | 0
|  |  | 23 | 1.1231 | 0 | 0 | 0
|  |  | 24 | 1.1231 | 0 | 0 | 0
|  | 4 | 1 | 0.00024577 | 0 | 0 | 0
|  |  | 2 | 0.00024577 | 0 | 0 | 0
|  |  | 3 | 0.00024577 | 0 | 0 | 0
|  |  | 4 | 0.00024577 | 0 | 0 | 0
|  |  | 5 | 0.00024577 | 0 | 0 | 0
|  |  | 6 | 0.00024577 | 0 | 0 | 0
|  |  | 7 | 0.00024577 | 0 | 0 | 0
|  |  | 8 | 0.00024577 | 0 | 0 | 0
|  |  | 9 | 0.00024577 | 0 | 0 | 0
|  |  | 10 | 0.00024577 | 0 | 0 | 0
|  |  | 11 | 0.00024577 | 0 | 0 | 0
|  |  | 12 | 0.00024577 | 0 | 0 | 0
|  |  | 13 | 0.00024577 | 0 | 0 | 0
|  |  | 14 | 0.00024577 | 0 | 0 | 0
|  |  | 15 | 0.00024577 | 0 | 0 | 0
|  |  | 16 | 0.00024577 | 0 | 0 | 0
|  |  | 17 | 0.00024577 | 0 | 0 | 0
|  |  | 18 | 0.00024577 | 0 | 0 | 0
|  |  | 19 | 0.00024577 | 0 | 0 | 0
|  |  | 20 | 0.00024577 | 0 | 0 | 0
|  |  | 21 | 0.00024577 | 0 | 0 | 0
|  |  | 22 | 0.00024577 | 0 | 0 | 0
|  |  | 23 | 0.00024577 | 0 | 0 | 0
|  |  | 24 | 0.00024577 | 0 | 0 | 0
|  | 5 | 1 | 0.00024577 | 0 | 0 | 0
|  |  | 2 | 0.00024577 | 0 | 0 | 0
|  |  | 3 | 0.00024577 | 0 | 0 | 0
|  |  | 4 | 0.00024577 | 0 | 0 | 0
|  |  | 5 | 0.00024577 | 0 | 0 | 0
|  |  | 6 | 0.00024577 | 0 | 0 | 0
|  |  | 7 | 0.00024577 | 0 | 0 | 0
|  |  | 8 | 0.00024577 | 0 | 0 | 0
|  |  | 9 | 0.00024577 | 0 | 0 | 0
|  |  | 10 | 0.037869 | 0 | 0 | 0
|  |  | 11 | 0.03866 | 0 | 0 | 0
|  |  | 12 | 0.00024577 | 0 | 0 | 0
|  |  | 13 | 0.00024577 | 0 | 0 | 0
|  |  | 14 | 0.00024577 | 0 | 0 | 0
|  |  | 15 | 0.03866 | 0 | 0 | 0
|  |  | 16 | 0.00024577 | 0 | 0 | 0
|  |  | 17 | 0.00024577 | 0 | 0 | 0
|  |  | 18 | 0.00024577 | 0 | 0 | 0
|  |  | 19 | 0.00024577 | 0 | 0 | 0
|  |  | 20 | 0.00024577 | 0 | 0 | 0
|  |  | 21 | 0.00024577 | 0 | 0 | 0
|  |  | 22 | 0.00024577 | 0 | 0 | 0
|  |  | 23 | 0.00024577 | 0 | 0 | 0
|  |  | 24 | 0.00024577 | 0 | 0 | 0
|  | 6 | 1 | 0.00024577 | 0 | 0 | 0
|  |  | 2 | 0.00024577 | 0 | 0 | 0
|  |  | 3 | 0.00024577 | 0 | 0 | 0
|  |  | 4 | 0.00024577 | 0 | 0 | 0
|  |  | 5 | 0.00024577 | 0 | 0 | 0
|  |  | 6 | 0.00024577 | 0 | 0 | 0
|  |  | 7 | 0.00024577 | 0 | 0 | 0
|  |  | 8 | 0.00024577 | 0 | 0 | 0
|  |  | 9 | 0.00024577 | 0 | 0 | 0
|  |  | 10 | 0.00024577 | 0 | 0 | 0
|  |  | 11 | 0.00024577 | 0 | 0 | 0
|  |  | 12 | 0.00024577 | 0 | 0 | 0
|  |  | 13 | 0.00024577 | 0 | 0 | 0
|  |  | 14 | 0.00024577 | 0 | 0 | 0
|  |  | 15 | 0.00024577 | 0 | 0 | 0
|  |  | 16 | 0.00024577 | 0 | 0 | 0
|  |  | 17 | 0.00024577 | 0 | 0 | 0
|  |  | 18 | 0.00024577 | 0 | 0 | 0
|  |  | 19 | 0.00024577 | 0 | 0 | 0
|  |  | 20 | 0.00024577 | 0 | 0 | 0
|  |  | 21 | 0.00024577 | 0 | 0 | 0
|  |  | 22 | 0.00024577 | 0 | 0 | 0
|  |  | 23 | 0.00024577 | 0 | 0 | 0
|  |  | 24 | 0.00024577 | 0 | 0 | 0
|  | 7 | 1 | 0.00024577 | 0 | 0 | 0
|  |  | 2 | 0.00024577 | 0 | 0 | 0
|  |  | 3 | 0.00024577 | 0 | 0 | 0
|  |  | 4 | 0.00024577 | 0 | 0 | 0
|  |  | 5 | 0.00024577 | 0 | 0 | 0
|  |  | 6 | 0.00024577 | 0 | 0 | 0
|  |  | 7 | 0.00024577 | 0 | 0 | 0
|  |  | 8 | 0.00024577 | 0 | 0 | 0
|  |  | 9 | 0.00024577 | 0 | 0 | 0
|  |  | 10 | 0.037869 | 0 | 0 | 0
|  |  | 11 | 0.03866 | 0 | 0 | 0
|  |  | 12 | 0.00024577 | 0 | 0 | 0
|  |  | 13 | 0.00024577 | 0 | 0 | 0
|  |  | 14 | 0.00024577 | 0 | 0 | 0
|  |  | 15 | 0.03866 | 0 | 0 | 0
|  |  | 16 | 0.00024577 | 0 | 0 | 0
|  |  | 17 | 0.00024577 | 0 | 0 | 0
|  |  | 18 | 0.00024577 | 0 | 0 | 0
|  |  | 19 | 0.00024577 | 0 | 0 | 0
|  |  | 20 | 0.00024577 | 0 | 0 | 0
|  |  | 21 | 0.00024577 | 0 | 0 | 0
|  |  | 22 | 0.00024577 | 0 | 0 | 0
|  |  | 23 | 0.00024577 | 0 | 0 | 0
|  |  | 24 | 0.00024577 | 0 | 0 | 0
|  | 8 | 1 | 0.00024577 | 0 | 0 | 0
|  |  | 2 | 0.00024577 | 0 | 0 | 0
|  |  | 3 | 0.00024577 | 0 | 0 | 0
|  |  | 4 | 0.00024577 | 0 | 0 | 0
|  |  | 5 | 0.00024577 | 0 | 0 | 0
|  |  | 6 | 0.00024577 | 0 | 0 | 0
|  |  | 7 | 0.00024577 | 0 | 0 | 0
|  |  | 8 | 0.00024577 | 0 | 0 | 0
|  |  | 9 | 0.00024577 | 0 | 0 | 0
|  |  | 10 | 0.037869 | 0 | 0 | 0
|  |  | 11 | 0.03866 | 0 | 0 | 0
|  |  | 12 | 0.00024577 | 0 | 0 | 0
|  |  | 13 | 0.00024577 | 0 | 0 | 0
|  |  | 14 | 0.00024577 | 0 | 0 | 0
|  |  | 15 | 0.03866 | 0 | 0 | 0
|  |  | 16 | 0.00024577 | 0 | 0 | 0
|  |  | 17 | 0.00024577 | 0 | 0 | 0
|  |  | 18 | 0.00024577 | 0 | 0 | 0
|  |  | 19 | 0.00024577 | 0 | 0 | 0
|  |  | 20 | 0.00024577 | 0 | 0 | 0
|  |  | 21 | 0.00024577 | 0 | 0 | 0
|  |  | 22 | 0.00024577 | 0 | 0 | 0
|  |  | 23 | 0.00024577 | 0 | 0 | 0
|  |  | 24 | 0.00024577 | 0 | 0 | 0
|  | 9 | 1 | 0.00024577 | 0 | 0 | 0
|  |  | 2 | 0.00024577 | 0 | 0 | 0
|  |  | 3 | 0.00024577 | 0 | 0 | 0
|  |  | 4 | 0.00024577 | 0 | 0 | 0
|  |  | 5 | 0.00024577 | 0 | 0 | 0
|  |  | 6 | 0.00024577 | 0 | 0 | 0
|  |  | 7 | 0.00024577 | 0 | 0 | 0
|  |  | 8 | 0.00024577 | 0 | 0 | 0
|  |  | 9 | 0.00024577 | 0 | 0 | 0
|  |  | 10 | 0.037869 | 0 | 0 | 0
|  |  | 11 | 0.03866 | 0 | 0 | 0
|  |  | 12 | 0.00024577 | 0 | 0 | 0
|  |  | 13 | 0.00024577 | 0 | 0 | 0
|  |  | 14 | 0.00024577 | 0 | 0 | 0
|  |  | 15 | 0.03866 | 0 | 0 | 0
|  |  | 16 | 0.00024577 | 0 | 0 | 0
|  |  | 17 | 0.00024577 | 0 | 0 | 0
|  |  | 18 | 0.00024577 | 0 | 0 | 0
|  |  | 19 | 0.00024577 | 0 | 0 | 0
|  |  | 20 | 0.00024577 | 0 | 0 | 0
|  |  | 21 | 0.00024577 | 0 | 0 | 0
|  |  | 22 | 0.00024577 | 0 | 0 | 0
|  |  | 23 | 0.00024577 | 0 | 0 | 0
|  |  | 24 | 0.00024577 | 0 | 0 | 0
|  | 10 | 1 | 0.00024577 | 0 | 0 | 0
|  |  | 2 | 0.00024577 | 0 | 0 | 0
|  |  | 3 | 0.00024577 | 0 | 0 | 0
|  |  | 4 | 0.00024577 | 0 | 0 | 0
|  |  | 5 | 0.00024577 | 0 | 0 | 0
|  |  | 6 | 0.00024577 | 0 | 0 | 0
|  |  | 7 | 0.00024577 | 0 | 0 | 0
|  |  | 8 | 0.00024577 | 0 | 0 | 0
|  |  | 9 | 0.00024577 | 0 | 0 | 0
|  |  | 10 | 0.037869 | 0 | 0 | 0
|  |  | 11 | 0.03866 | 0 | 0 | 0
|  |  | 12 | 0.00024577 | 0 | 0 | 0
|  |  | 13 | 0.00024577 | 0 | 0 | 0
|  |  | 14 | 0.00024577 | 0 | 0 | 0
|  |  | 15 | 0.03866 | 0 | 0 | 0
|  |  | 16 | 0.00024577 | 0 | 0 | 0
|  |  | 17 | 0.00024577 | 0 | 0 | 0
|  |  | 18 | 0.00024577 | 0 | 0 | 0
|  |  | 19 | 0.00024577 | 0 | 0 | 0
|  |  | 20 | 0.00024577 | 0 | 0 | 0
|  |  | 21 | 0.00024577 | 0 | 0 | 0
|  |  | 22 | 0.00024577 | 0 | 0 | 0
|  |  | 23 | 0.00024577 | 0 | 0 | 0
|  |  | 24 | 0.00024577 | 0 | 0 | 0
|  | 11 | 1 | 0.72869 | 0 | 0 | 0
|  | 12 | 1 | 0.03866 | 0 | 0 | 0

## df_KPIs
Hub | opex_m2 | capex_m2 | cost_rep_m2 | cost_ft_m2 | AR | LCoE1 | LCoE2 | SC | SS | PVP | PVC | GMd | GMs | GUs | GUd | gwp_op_m2 | gwp_constr_m2 | gwp_tot_m2 | gwp_elec_av_m2 | gwp_elec_dy_m2 | RES_dy | RES_av | eta_I | eta_II | eta_Ipv | eta_IIpv | COP | gwp_elec_av | gwp_elec_dy
Building1 | -59.5356 | 46.2564 | 0 | 0 | 77.0654 | -0.095764 | 4.0254 | 0.045081 | 0.73378 | 16.2771 | 0 | 5.3 | 4.35 | 0.78 | 27.78 | -37.2337 | 14.4078 | -22.8259 | -51.7181 | -51.7181 | 0.24668 | 0.24955 | 0.9632 | 0.32813 | 0.029363 | 0.01083 | 0 | 0 | 0
Network | -59.5356 | 46.2564 | 0 | 0 | 77.0654 | -0.095764 | 4.0254 | 0.045081 | 0.73378 | 16.2771 | 0 | 5.3 | 4.35 | 0.78 | 27.78 | -37.2337 | 14.4078 | -22.8259 | -51.718 | -51.718 | 0.24657 | 0.24949 | 0.96276 | 0.32809 | 0.029362 | 0.01083 | 0 | -51.718 | -51.718

## df_Economics
| Category | operation | [11 empty] | investment
|  | avoided_PV | avoided_PVC | avoided_BA_out | avoided_onsite_el | avoided_PV_SC | avoided_SC | revenues_Electricity | revenues_NaturalGas | costs_Electricity | costs_NaturalGas | curtailment_Electricity | curtailment_NaturalGas | Air_Conditioner | Battery | ElectricalHeater_DHW | ElectricalHeater_SH | HeatPump_Air | HeatPump_Geothermal | NG_Boiler | PV | ThermalSolar | WaterTankDHW | WaterTankSH
Perf_type | Hub
costs | Building1 | 1858.3426 | 0 | 0 | 1858.3426 | 83.7751 | 83.7751 | 1774.5674 | 0 | 58.2458 | 221.3832 | 0 | 0 | 0 | 0 | 0 | 0 | 0 | 0 | 219.8798 | 915.8536 | 0 | 25.7655 | 0
| Network | 1858.3426 | 0 | 0 | 1858.3426 | 83.7751 | 83.7751 | 1774.5674 | 0 | 58.2458 | 221.3834 | 0 | 0 | 0 | 0 | 0 | 0 | 0 | 0 | 219.8798 | 915.8536 | 0 | 25.7655 | 0
impact | Building1 | 1383.6457 | 0 | 0 | 1383.6457 | 62.3755 | 62.3755 | 1321.2701 | 0 | 22.6299 | 363.701 | 0 | 0 | 0 | 0 | 0 | 0 | 0 | 0 | 13.2834 | 348.4501 | 0 | 0.047189 | 0
| Network | 1383.6457 | 0 | 0 | 1383.6457 | 62.3755 | 62.3755 | 1321.2701 | 0 | 22.6299 | 363.7013 | 0 | 0 | 0 | 0 | 0 | 0 | 0 | 0 | 13.2834 | 348.4501 | 0 | 0.047189 | 0