## df_Performance
Hub | Costs_op | Costs_inv | ANN_factor | Costs_grid_connection | Costs_rep | Costs_ft | GWP_op | GWP_constr | EMOO_CAPEX | EMOO_OPEX | EMOO_TOTEX | EMOO_GWP | EMOO_grid | Objective
Building1 | -5638.9752 | 8417.4038 | 0.05122 | 0 | 0 | 0 | 6492.1605 | 4241.4805 | 0 | 0 | 0 | 0 | 0 | 0
Network | -5638.9752 | 8417.4038 | 0.05122 | 0 | 0 | 0 | 6492.1605 | 4241.4805 | 0 | 0 | 0 | 0 | 0 | -5638.9487

## df_Annuals
Layer | Hub | Demand_MWh | Supply_MWh
Electricity | Network | 100.4585 | 0
NaturalGas | Network | 0 | 85.0077
Electricity | Building1 | 17.1121 | 0
DHW | Building1 | 8.8496 | 0
SH | Building1 | 74.7274 | 0
HeatGains | Building1 | 0 | 9.3434
SolarGains | Building1 | 0 | 55.4516
Electricity | BESS_IP_Building1 | 12.0522 | 9.8668
| PV_Building1 | 0 | 119.756
NaturalGas | NG_Boiler_Building1 | 85.0077 | 0
DHW | NG_Boiler_Building1 | 0 | 6.0298
| ThermalSolar_Building1 | 0 | 2.8197
| WaterTankDHW_Building1 | 0 | 8.8496
SH | NG_Boiler_Building1 | 0 | 74.7274

## df_Unit
Unit | Units_Use | Units_Mult | Costs_Unit_inv | GWP_Unit_constr | lifetime
Air_Conditioner_Air_Building1 | 0 | 0 | 0 | 0 | 20
BESS_IP_Building1 | 1 | 63.2808 | 667.7021 | 257.0784 | 16
Battery_Building1 | 0 | 0 | 0 | 0 | 10
ElectricalHeater_DHW_Building1 | 0 | 0 | 0 | 0 | 20
ElectricalHeater_SH_Building1 | 0 | 0 | 0 | 0 | 20
HC_Building1 | 1 | 100000 | 5.122 | 0 | 25
HS_IP_Building1 | 1 | 0.1 | 10.2441 | 0 | 20
LHS_Building1 | 0 | 0 | 0 | 0 | 7.5
NG_Boiler_Building1 | 1 | 45.1834 | 348.6808 | 38.9151 | 20
PTES_C_IP_Building1 | 0 | 0 | 0 | 0 | 20
PV_Building1 | 1 | 97.2235 | 6809.5778 | 3888.9383 | 25
ThermalSolar_Building1 | 1 | 4.64 | 353.421 | 33.9207 | 20
WaterTankDHW_Building1 | 1 | 0.37588 | 222.6559 | 22.628 | 20
WaterTankSH_Building1 | 0 | 0 | 0 | 0 | 20

## df_Grid_t
Layer | Hub | Period | Time | Grid_demand | Grid_supply | Cost_supply | Cost_demand | GWP_supply | GWP_demand | Uncontrollable_load
Electricity | Building1 | 1 | 1 | 0 | 0 | 0.3346 | 0.1746 | 0.13 | 0.13 | 0.70477
|  |  | 2 | 0 | 0 | 0.3346 | 0.1746 | 0.13 | 0.13 | 0.70477
|  |  | 3 | 0 | 0 | 0.3346 | 0.1746 | 0.13 | 0.13 | 0.70477
|  |  | 4 | 0 | 0 | 0.3346 | 0.1746 | 0.13 | 0.13 | 0.70477
|  |  | 5 | 0 | 0 | 0.3346 | 0.1746 | 0.13 | 0.13 | 0.70477
|  |  | 6 | 0 | 0 | 0.3346 | 0.1746 | 0.13 | 0.13 | 1.4095
|  |  | 7 | 0 | 0 | 0.3346 | 0.1746 | 0.13 | 0.13 | 5.7537
|  |  | 8 | 0 | 0 | 0.3346 | 0.1746 | 0.13 | 0.13 | 1.8664
|  |  | 9 | 7.7892 | 0 | 0.3346 | 0.1746 | 0.13 | 0.13 | 0.8203
|  |  | 10 | 19.5616 | 0 | 0.3346 | 0.1746 | 0.13 | 0.13 | 0.8203
|  |  | 11 | 13.6709 | 0 | 0.3346 | 0.1746 | 0.13 | 0.13 | 0.8203
|  |  | 12 | 12.9137 | 0 | 0.3346 | 0.1746 | 0.13 | 0.13 | 0.8203
|  |  | 13 | 7.8292 | 0 | 0.3346 | 0.1746 | 0.13 | 0.13 | 6.0951
|  |  | 14 | 4.0909 | 0 | 0.3346 | 0.1746 | 0.13 | 0.13 | 1.8664
|  |  | 15 | 0 | 0 | 0.3346 | 0.1746 | 0.13 | 0.13 | 0.8203
|  |  | 16 | 0 | 0 | 0.3346 | 0.1746 | 0.13 | 0.13 | 0.8203
|  |  | 17 | 0 | 0 | 0.3346 | 0.1746 | 0.13 | 0.13 | 0.8203
|  |  | 18 | 0 | 0 | 0.3346 | 0.1746 | 0.13 | 0.13 | 1.8664
|  |  | 19 | 0 | 0 | 0.3346 | 0.1746 | 0.13 | 0.13 | 6.0951
|  |  | 20 | 0 | 0 | 0.3346 | 0.1746 | 0.13 | 0.13 | 7.3891
|  |  | 21 | 0 | 0 | 0.3346 | 0.1746 | 0.13 | 0.13 | 1.7509
|  |  | 22 | 0 | 0 | 0.3346 | 0.1746 | 0.13 | 0.13 | 1.4095
|  |  | 23 | 0 | 0 | 0.3346 | 0.1746 | 0.13 | 0.13 | 1.4095
|  |  | 24 | 0 | 0 | 0.3346 | 0.1746 | 0.13 | 0.13 | 0.70477
|  | 2 | 1 | 0 | 0 | 0.3346 | 0.1746 | 0.13 | 0.13 | 0.70477
|  |  | 2 | 0 | 0 | 0.3346 | 0.1746 | 0.13 | 0.13 | 0.70477
|  |  | 3 | 0 | 0 | 0.3346 | 0.1746 | 0.13 | 0.13 | 0.70477
|  |  | 4 | 0 | 0 | 0.3346 | 0.1746 | 0.13 | 0.13 | 0.70477
|  |  | 5 | 0 | 0 | 0.3346 | 0.1746 | 0.13 | 0.13 | 0.70477
|  |  | 6 | 0 | 0 | 0.3346 | 0.1746 | 0.13 | 0.13 | 1.4095
|  |  | 7 | 0 | 0 | 0.3346 | 0.1746 | 0.13 | 0.13 | 5.7537
|  |  | 8 | 0 | 0 | 0.3346 | 0.1746 | 0.13 | 0.13 | 1.8664
|  |  | 9 | 7.833 | 0 | 0.3346 | 0.1746 | 0.13 | 0.13 | 0.8203
|  |  | 10 | 20.6807 | 0 | 0.3346 | 0.1746 | 0.13 | 0.13 | 0.8203
|  |  | 11 | 23.241 | 0 | 0.3346 | 0.1746 | 0.13 | 0.13 | 0.8203
|  |  | 12 | 26.6892 | 0 | 0.3346 | 0.1746 | 0.13 | 0.13 | 0.8203
|  |  | 13 | 21.4602 | 0 | 0.3346 | 0.1746 | 0.13 | 0.13 | 6.0951
|  |  | 14 | 9.2391 | 0 | 0.3346 | 0.1746 | 0.13 | 0.13 | 1.8664
|  |  | 15 | 0 | 0 | 0.3346 | 0.1746 | 0.13 | 0.13 | 0.8203
|  |  | 16 | 0 | 0 | 0.3346 | 0.1746 | 0.13 | 0.13 | 0.8203
|  |  | 17 | 0 | 0 | 0.3346 | 0.1746 | 0.13 | 0.13 | 0.8203
|  |  | 18 | 0 | 0 | 0.3346 | 0.1746 | 0.13 | 0.13 | 1.8664
|  |  | 19 | 0 | 0 | 0.3346 | 0.1746 | 0.13 | 0.13 | 6.0951
|  |  | 20 | 0 | 0 | 0.3346 | 0.1746 | 0.13 | 0.13 | 7.3891
|  |  | 21 | 0 | 0 | 0.3346 | 0.1746 | 0.13 | 0.13 | 1.7509
|  |  | 22 | 0 | 0 | 0.3346 | 0.1746 | 0.13 | 0.13 | 1.4095
|  |  | 23 | 0 | 0 | 0.3346 | 0.1746 | 0.13 | 0.13 | 1.4095
|  |  | 24 | 0 | 0 | 0.3346 | 0.1746 | 0.13 | 0.13 | 0.70477
|  | 3 | 1 | 0 | 0 | 0.3346 | 0.1746 | 0.13 | 0.13 | 0.70477
|  |  | 2 | 0 | 0 | 0.3346 | 0.1746 | 0.13 | 0.13 | 0.70477
|  |  | 3 | 0 | 0 | 0.3346 | 0.1746 | 0.13 | 0.13 | 0.70477
|  |  | 4 | 0 | 0 | 0.3346 | 0.1746 | 0.13 | 0.13 | 0.70477
|  |  | 5 | 0 | 0 | 0.3346 | 0.1746 | 0.13 | 0.13 | 0.70477
|  |  | 6 | 0 | 0 | 0.3346 | 0.1746 | 0.13 | 0.13 | 1.4095
|  |  | 7 | 0 | 0 | 0.3346 | 0.1746 | 0.13 | 0.13 | 5.7537
|  |  | 8 | 0 | 0 | 0.3346 | 0.1746 | 0.13 | 0.13 | 1.8664
|  |  | 9 | 4.179 | 0 | 0.3346 | 0.1746 | 0.13 | 0.13 | 0.8203
|  |  | 10 | 9.1104 | 0 | 0.3346 | 0.1746 | 0.13 | 0.13 | 0.8203
|  |  | 11 | 1.8064 | 0 | 0.3346 | 0.1746 | 0.13 | 0.13 | 0.8203
|  |  | 12 | 0 | 0 | 0.3346 | 0.1746 | 0.13 | 0.13 | 0.8203
|  |  | 13 | 0 | 0 | 0.3346 | 0.1746 | 0.13 | 0.13 | 6.0951
|  |  | 14 | 0 | 0 | 0.3346 | 0.1746 | 0.13 | 0.13 | 1.8664
|  |  | 15 | 0 | 0 | 0.3346 | 0.1746 | 0.13 | 0.13 | 0.8203
|  |  | 16 | 0 | 0 | 0.3346 | 0.1746 | 0.13 | 0.13 | 0.8203
|  |  | 17 | 0 | 0 | 0.3346 | 0.1746 | 0.13 | 0.13 | 0.8203
|  |  | 18 | 0 | 0 | 0.3346 | 0.1746 | 0.13 | 0.13 | 1.8664
|  |  | 19 | 0 | 0 | 0.3346 | 0.1746 | 0.13 | 0.13 | 6.0951
|  |  | 20 | 0 | 0 | 0.3346 | 0.1746 | 0.13 | 0.13 | 7.3891
|  |  | 21 | 0 | 0 | 0.3346 | 0.1746 | 0.13 | 0.13 | 1.7509
|  |  | 22 | 0 | 0 | 0.3346 | 0.1746 | 0.13 | 0.13 | 1.4095
|  |  | 23 | 0 | 0 | 0.3346 | 0.1746 | 0.13 | 0.13 | 1.4095
|  |  | 24 | 0 | 0 | 0.3346 | 0.1746 | 0.13 | 0.13 | 0.70477
|  | 4 | 1 | 0 | 0 | 0.3346 | 0.1746 | 0.13 | 0.13 | 0.70477
|  |  | 2 | 0 | 0 | 0.3346 | 0.1746 | 0.13 | 0.13 | 0.70477
|  |  | 3 | 0 | 0 | 0.3346 | 0.1746 | 0.13 | 0.13 | 0.70477
|  |  | 4 | 0 | 0 | 0.3346 | 0.1746 | 0.13 | 0.13 | 0.70477
|  |  | 5 | 0 | 0 | 0.3346 | 0.1746 | 0.13 | 0.13 | 0.70477
|  |  | 6 | 0 | 0 | 0.3346 | 0.1746 | 0.13 | 0.13 | 1.4095
|  |  | 7 | 0 | 0 | 0.3346 | 0.1746 | 0.13 | 0.13 | 5.7537
|  |  | 8 | 0 | 0 | 0.3346 | 0.1746 | 0.13 | 0.13 | 1.8664
|  |  | 9 | 1.8256 | 0 | 0.3346 | 0.1746 | 0.13 | 0.13 | 0.8203
|  |  | 10 | 9.8038 | 0 | 0.3346 | 0.1746 | 0.13 | 0.13 | 0.8203
|  |  | 11 | 5.3277 | 0 | 0.3346 | 0.1746 | 0.13 | 0.13 | 0.8203
|  |  | 12 | 0 | 0 | 0.3346 | 0.1746 | 0.13 | 0.13 | 0.8203
|  |  | 13 | 0 | 0 | 0.3346 | 0.1746 | 0.13 | 0.13 | 6.0951
|  |  | 14 | 0 | 0 | 0.3346 | 0.1746 | 0.13 | 0.13 | 1.8664
|  |  | 15 | 0 | 0 | 0.3346 | 0.1746 | 0.13 | 0.13 | 0.8203
|  |  | 16 | 0 | 0 | 0.3346 | 0.1746 | 0.13 | 0.13 | 0.8203
|  |  | 17 | 0 | 0 | 0.3346 | 0.1746 | 0.13 | 0.13 | 0.8203
|  |  | 18 | 0 | 0 | 0.3346 | 0.1746 | 0.13 | 0.13 | 1.8664
|  |  | 19 | 0 | 0 | 0.3346 | 0.1746 | 0.13 | 0.13 | 6.0951
|  |  | 20 | 0 | 0 | 0.3346 | 0.1746 | 0.13 | 0.13 | 7.3891
|  |  | 21 | 0 | 0 | 0.3346 | 0.1746 | 0.13 | 0.13 | 1.7509
|  |  | 22 | 0 | 0 | 0.3346 | 0.1746 | 0.13 | 0.13 | 1.4095
|  |  | 23 | 0 | 0 | 0.3346 | 0.1746 | 0.13 | 0.13 | 1.4095
|  |  | 24 | 0 | 0 | 0.3346 | 0.1746 | 0.13 | 0.13 | 0.70477
|  | 5 | 1 | 0 | 0 | 0.3346 | 0.1746 | 0.13 | 0.13 | 0.70477
|  |  | 2 | 0 | 0 | 0.3346 | 0.1746 | 0.13 | 0.13 | 0.70477
|  |  | 3 | 0 | 0 | 0.3346 | 0.1746 | 0.13 | 0.13 | 0.70477
|  |  | 4 | 0 | 0 | 0.3346 | 0.1746 | 0.13 | 0.13 | 0.70477
|  |  | 5 | 0 | 0 | 0.3346 | 0.1746 | 0.13 | 0.13 | 0.70477
|  |  | 6 | 0 | 0 | 0.3346 | 0.1746 | 0.13 | 0.13 | 1.4095
|  |  | 7 | 0 | 0 | 0.3346 | 0.1746 | 0.13 | 0.13 | 5.7537
|  |  | 8 | 3.4066 | 0 | 0.3346 | 0.1746 | 0.13 | 0.13 | 1.8664
|  |  | 9 | 9.1707 | 0 | 0.3346 | 0.1746 | 0.13 | 0.13 | 0.8203
|  |  | 10 | 7.7058 | 0 | 0.3346 | 0.1746 | 0.13 | 0.13 | 0.8203
|  |  | 11 | 14.7122 | 0 | 0.3346 | 0.1746 | 0.13 | 0.13 | 0.8203
|  |  | 12 | 25.3507 | 0 | 0.3346 | 0.1746 | 0.13 | 0.13 | 0.8203
|  |  | 13 | 31.9499 | 0 | 0.3346 | 0.1746 | 0.13 | 0.13 | 6.0951
|  |  | 14 | 36.5175 | 0 | 0.3346 | 0.1746 | 0.13 | 0.13 | 1.8664
|  |  | 15 | 2.0802 | 0 | 0.3346 | 0.1746 | 0.13 | 0.13 | 0.8203
|  |  | 16 | 0 | 0 | 0.3346 | 0.1746 | 0.13 | 0.13 | 0.8203
|  |  | 17 | 0 | 0 | 0.3346 | 0.1746 | 0.13 | 0.13 | 0.8203
|  |  | 18 | 0 | 0 | 0.3346 | 0.1746 | 0.13 | 0.13 | 1.8664
|  |  | 19 | 0 | 0 | 0.3346 | 0.1746 | 0.13 | 0.13 | 6.0951
|  |  | 20 | 0 | 0 | 0.3346 | 0.1746 | 0.13 | 0.13 | 7.3891
|  |  | 21 | 0 | 0 | 0.3346 | 0.1746 | 0.13 | 0.13 | 1.7509
|  |  | 22 | 0 | 0 | 0.3346 | 0.1746 | 0.13 | 0.13 | 1.4095
|  |  | 23 | 0 | 0 | 0.3346 | 0.1746 | 0.13 | 0.13 | 1.4095
|  |  | 24 | 0 | 0 | 0.3346 | 0.1746 | 0.13 | 0.13 | 0.70477
|  | 6 | 1 | 0 | 0 | 0.3346 | 0.1746 | 0.13 | 0.13 | 0.70477
|  |  | 2 | 0 | 0 | 0.3346 | 0.1746 | 0.13 | 0.13 | 0.70477
|  |  | 3 | 0 | 0 | 0.3346 | 0.1746 | 0.13 | 0.13 | 0.70477
|  |  | 4 | 0 | 0 | 0.3346 | 0.1746 | 0.13 | 0.13 | 0.70477
|  |  | 5 | 0 | 0 | 0.3346 | 0.1746 | 0.13 | 0.13 | 0.70477
|  |  | 6 | 0 | 0 | 0.3346 | 0.1746 | 0.13 | 0.13 | 1.4095
|  |  | 7 | 0 | 0 | 0.3346 | 0.1746 | 0.13 | 0.13 | 5.7537
|  |  | 8 | 10.5949 | 0 | 0.3346 | 0.1746 | 0.13 | 0.13 | 1.8664
|  |  | 9 | 28.5091 | 0 | 0.3346 | 0.1746 | 0.13 | 0.13 | 0.8203
|  |  | 10 | 42.3272 | 0 | 0.3346 | 0.1746 | 0.13 | 0.13 | 0.8203
|  |  | 11 | 51.7773 | 0 | 0.3346 | 0.1746 | 0.13 | 0.13 | 0.8203
|  |  | 12 | 56.9597 | 0 | 0.3346 | 0.1746 | 0.13 | 0.13 | 0.8203
|  |  | 13 | 49.5769 | 0 | 0.3346 | 0.1746 | 0.13 | 0.13 | 6.0951
|  |  | 14 | 51.6922 | 0 | 0.3346 | 0.1746 | 0.13 | 0.13 | 1.8664
|  |  | 15 | 44.065 | 0 | 0.3346 | 0.1746 | 0.13 | 0.13 | 0.8203
|  |  | 16 | 9.3996 | 0 | 0.3346 | 0.1746 | 0.13 | 0.13 | 0.8203
|  |  | 17 | 0 | 0 | 0.3346 | 0.1746 | 0.13 | 0.13 | 0.8203
|  |  | 18 | 0 | 0 | 0.3346 | 0.1746 | 0.13 | 0.13 | 1.8664
|  |  | 19 | 0 | 0 | 0.3346 | 0.1746 | 0.13 | 0.13 | 6.0951
|  |  | 20 | 0 | 0 | 0.3346 | 0.1746 | 0.13 | 0.13 | 7.3891
|  |  | 21 | 0 | 0 | 0.3346 | 0.1746 | 0.13 | 0.13 | 1.7509
|  |  | 22 | 0 | 0 | 0.3346 | 0.1746 | 0.13 | 0.13 | 1.4095
|  |  | 23 | 0 | 0 | 0.3346 | 0.1746 | 0.13 | 0.13 | 1.4095
|  |  | 24 | 0 | 0 | 0.3346 | 0.1746 | 0.13 | 0.13 | 0.70477
|  | 7 | 1 | 0 | 0 | 0.3346 | 0.1746 | 0.13 | 0.13 | 0.70477
|  |  | 2 | 0 | 0 | 0.3346 | 0.1746 | 0.13 | 0.13 | 0.70477
|  |  | 3 | 0 | 0 | 0.3346 | 0.1746 | 0.13 | 0.13 | 0.70477
|  |  | 4 | 0 | 0 | 0.3346 | 0.1746 | 0.13 | 0.13 | 0.70477
|  |  | 5 | 0 | 0 | 0.3346 | 0.1746 | 0.13 | 0.13 | 0.70477
|  |  | 6 | 0 | 0 | 0.3346 | 0.1746 | 0.13 | 0.13 | 1.4095
|  |  | 7 | 0 | 0 | 0.3346 | 0.1746 | 0.13 | 0.13 | 5.7537
|  |  | 8 | 2.5905 | 0 | 0.3346 | 0.1746 | 0.13 | 0.13 | 1.8664
|  |  | 9 | 10.1049 | 0 | 0.3346 | 0.1746 | 0.13 | 0.13 | 0.8203
|  |  | 10 | 4.8666 | 0 | 0.3346 | 0.1746 | 0.13 | 0.13 | 0.8203
|  |  | 11 | 20.4988 | 0 | 0.3346 | 0.1746 | 0.13 | 0.13 | 0.8203
|  |  | 12 | 15.6117 | 0 | 0.3346 | 0.1746 | 0.13 | 0.13 | 0.8203
|  |  | 13 | 4.6658 | 0 | 0.3346 | 0.1746 | 0.13 | 0.13 | 6.0951
|  |  | 14 | 0 | 0 | 0.3346 | 0.1746 | 0.13 | 0.13 | 1.8664
|  |  | 15 | 0 | 0 | 0.3346 | 0.1746 | 0.13 | 0.13 | 0.8203
|  |  | 16 | 0 | 0 | 0.3346 | 0.1746 | 0.13 | 0.13 | 0.8203
|  |  | 17 | 0 | 0 | 0.3346 | 0.1746 | 0.13 | 0.13 | 0.8203
|  |  | 18 | 0 | 0 | 0.3346 | 0.1746 | 0.13 | 0.13 | 1.8664
|  |  | 19 | 0 | 0 | 0.3346 | 0.1746 | 0.13 | 0.13 | 6.0951
|  |  | 20 | 0 | 0 | 0.3346 | 0.1746 | 0.13 | 0.13 | 7.3891
|  |  | 21 | 0 | 0 | 0.3346 | 0.1746 | 0.13 | 0.13 | 1.7509
|  |  | 22 | 0 | 0 | 0.3346 | 0.1746 | 0.13 | 0.13 | 1.4095
|  |  | 23 | 0 | 0 | 0.3346 | 0.1746 | 0.13 | 0.13 | 1.4095
|  |  | 24 | 0 | 0 | 0.3346 | 0.1746 | 0.13 | 0.13 | 0.70477
|  | 8 | 1 | 0 | 0 | 0.3346 | 0.1746 | 0.13 | 0.13 | 0.70477
|  |  | 2 | 0 | 0 | 0.3346 | 0.1746 | 0.13 | 0.13 | 0.70477
|  |  | 3 | 0 | 0 | 0.3346 | 0.1746 | 0.13 | 0.13 | 0.70477
|  |  | 4 | 0 | 0 | 0.3346 | 0.1746 | 0.13 | 0.13 | 0.70477
|  |  | 5 | 0 | 0 | 0.3346 | 0.1746 | 0.13 | 0.13 | 0.70477
|  |  | 6 | 0 | 0 | 0.3346 | 0.1746 | 0.13 | 0.13 | 1.4095
|  |  | 7 | 9.1256 | 0 | 0.3346 | 0.1746 | 0.13 | 0.13 | 5.7537
|  |  | 8 | 30.9161 | 0 | 0.3346 | 0.1746 | 0.13 | 0.13 | 1.8664
|  |  | 9 | 46.7252 | 0 | 0.3346 | 0.1746 | 0.13 | 0.13 | 0.8203
|  |  | 10 | 59.4633 | 0 | 0.3346 | 0.1746 | 0.13 | 0.13 | 0.8203
|  |  | 11 | 67.3522 | 0 | 0.3346 | 0.1746 | 0.13 | 0.13 | 0.8203
|  |  | 12 | 70.8415 | 0 | 0.3346 | 0.1746 | 0.13 | 0.13 | 0.8203
|  |  | 13 | 64.3219 | 0 | 0.3346 | 0.1746 | 0.13 | 0.13 | 6.0951
|  |  | 14 | 63.8288 | 0 | 0.3346 | 0.1746 | 0.13 | 0.13 | 1.8664
|  |  | 15 | 54.6551 | 0 | 0.3346 | 0.1746 | 0.13 | 0.13 | 0.8203
|  |  | 16 | 45.0205 | 0 | 0.3346 | 0.1746 | 0.13 | 0.13 | 0.8203
|  |  | 17 | 9.8006 | 0 | 0.3346 | 0.1746 | 0.13 | 0.13 | 0.8203
|  |  | 18 | 0 | 0 | 0.3346 | 0.1746 | 0.13 | 0.13 | 1.8664
|  |  | 19 | 0 | 0 | 0.3346 | 0.1746 | 0.13 | 0.13 | 6.0951
|  |  | 20 | 0 | 0 | 0.3346 | 0.1746 | 0.13 | 0.13 | 7.3891
|  |  | 21 | 0 | 0 | 0.3346 | 0.1746 | 0.13 | 0.13 | 1.7509
|  |  | 22 | 0 | 0 | 0.3346 | 0.1746 | 0.13 | 0.13 | 1.4095
|  |  | 23 | 0 | 0 | 0.3346 | 0.1746 | 0.13 | 0.13 | 1.4095
|  |  | 24 | 0 | 0 | 0.3346 | 0.1746 | 0.13 | 0.13 | 0.70477
|  | 9 | 1 | 0 | 0 | 0.3346 | 0.1746 | 0.13 | 0.13 | 0.70477
|  |  | 2 | 0 | 0 | 0.3346 | 0.1746 | 0.13 | 0.13 | 0.70477
|  |  | 3 | 0 | 0 | 0.3346 | 0.1746 | 0.13 | 0.13 | 0.70477
|  |  | 4 | 0 | 0 | 0.3346 | 0.1746 | 0.13 | 0.13 | 0.70477
|  |  | 5 | 0 | 0 | 0.3346 | 0.1746 | 0.13 | 0.13 | 0.70477
|  |  | 6 | 0 | 0 | 0.3346 | 0.1746 | 0.13 | 0.13 | 1.4095
|  |  | 7 | 8.2656 | 0 | 0.3346 | 0.1746 | 0.13 | 0.13 | 5.7537
|  |  | 8 | 30.1325 | 0 | 0.3346 | 0.1746 | 0.13 | 0.13 | 1.8664
|  |  | 9 | 46.2303 | 0 | 0.3346 | 0.1746 | 0.13 | 0.13 | 0.8203
|  |  | 10 | 57.8273 | 0 | 0.3346 | 0.1746 | 0.13 | 0.13 | 0.8203
|  |  | 11 | 64.3755 | 0 | 0.3346 | 0.1746 | 0.13 | 0.13 | 0.8203
|  |  | 12 | 68.358 | 0 | 0.3346 | 0.1746 | 0.13 | 0.13 | 0.8203
|  |  | 13 | 61.7731 | 0 | 0.3346 | 0.1746 | 0.13 | 0.13 | 6.0951
|  |  | 14 | 62.3403 | 0 | 0.3346 | 0.1746 | 0.13 | 0.13 | 1.8664
|  |  | 15 | 55.6656 | 0 | 0.3346 | 0.1746 | 0.13 | 0.13 | 0.8203
|  |  | 16 | 43.6057 | 0 | 0.3346 | 0.1746 | 0.13 | 0.13 | 0.8203
|  |  | 17 | 8.8947 | 0 | 0.3346 | 0.1746 | 0.13 | 0.13 | 0.8203
|  |  | 18 | 0 | 0 | 0.3346 | 0.1746 | 0.13 | 0.13 | 1.8664
|  |  | 19 | 0 | 0 | 0.3346 | 0.1746 | 0.13 | 0.13 | 6.0951
|  |  | 20 | 0 | 0 | 0.3346 | 0.1746 | 0.13 | 0.13 | 7.3891
|  |  | 21 | 0 | 0 | 0.3346 | 0.1746 | 0.13 | 0.13 | 1.7509
|  |  | 22 | 0 | 0 | 0.3346 | 0.1746 | 0.13 | 0.13 | 1.4095
|  |  | 23 | 0 | 0 | 0.3346 | 0.1746 | 0.13 | 0.13 | 1.4095
|  |  | 24 | 0 | 0 | 0.3346 | 0.1746 | 0.13 | 0.13 | 0.70477
|  | 10 | 1 | 0 | 0 | 0.3346 | 0.1746 | 0.13 | 0.13 | 0.70477
|  |  | 2 | 0 | 0 | 0.3346 | 0.1746 | 0.13 | 0.13 | 0.70477
|  |  | 3 | 0 | 0 | 0.3346 | 0.1746 | 0.13 | 0.13 | 0.70477
|  |  | 4 | 0 | 0 | 0.3346 | 0.1746 | 0.13 | 0.13 | 0.70477
|  |  | 5 | 0 | 0 | 0.3346 | 0.1746 | 0.13 | 0.13 | 0.70477
|  |  | 6 | 0 | 0 | 0.3346 | 0.1746 | 0.13 | 0.13 | 1.4095
|  |  | 7 | 0 | 0 | 0.3346 | 0.1746 | 0.13 | 0.13 | 5.7537
|  |  | 8 | 3.6923 | 0 | 0.3346 | 0.1746 | 0.13 | 0.13 | 1.8664
|  |  | 9 | 4.9299 | 0 | 0.3346 | 0.1746 | 0.13 | 0.13 | 0.8203
|  |  | 10 | 7.3127 | 0 | 0.3346 | 0.1746 | 0.13 | 0.13 | 0.8203
|  |  | 11 | 15.0159 | 0 | 0.3346 | 0.1746 | 0.13 | 0.13 | 0.8203
|  |  | 12 | 21.5764 | 0 | 0.3346 | 0.1746 | 0.13 | 0.13 | 0.8203
|  |  | 13 | 19.0055 | 0 | 0.3346 | 0.1746 | 0.13 | 0.13 | 6.0951
|  |  | 14 | 54.0526 | 0 | 0.3346 | 0.1746 | 0.13 | 0.13 | 1.8664
|  |  | 15 | 60.8816 | 0 | 0.3346 | 0.1746 | 0.13 | 0.13 | 0.8203
|  |  | 16 | 52.3441 | 0 | 0.3346 | 0.1746 | 0.13 | 0.13 | 0.8203
|  |  | 17 | 28.2337 | 0 | 0.3346 | 0.1746 | 0.13 | 0.13 | 0.8203
|  |  | 18 | 0 | 0 | 0.3346 | 0.1746 | 0.13 | 0.13 | 1.8664
|  |  | 19 | 0 | 0 | 0.3346 | 0.1746 | 0.13 | 0.13 | 6.0951
|  |  | 20 | 0 | 0 | 0.3346 | 0.1746 | 0.13 | 0.13 | 7.3891
|  |  | 21 | 0 | 0 | 0.3346 | 0.1746 | 0.13 | 0.13 | 1.7509
|  |  | 22 | 0 | 0 | 0.3346 | 0.1746 | 0.13 | 0.13 | 1.4095
|  |  | 23 | 0 | 0 | 0.3346 | 0.1746 | 0.13 | 0.13 | 1.4095
|  |  | 24 | 0 | 0 | 0.3346 | 0.1746 | 0.13 | 0.13 | 0.70477
|  | 11 | 1 | 0 | 0 | 0.3346 | 0.1746 | 0.13 | 0.13 | 0.70477
|  |  | 2 | 0 | 0 | 0.3346 | 0.1746 | 0.13 | 0.13 | 0.70477
|  |  | 3 | 0 | 0 | 0.3346 | 0.1746 | 0.13 | 0.13 | 0.70477
|  |  | 4 | 0 | 0 | 0.3346 | 0.1746 | 0.13 | 0.13 | 0.70477
|  |  | 5 | 0 | 0 | 0.3346 | 0.1746 | 0.13 | 0.13 | 0.70477
|  |  | 6 | 1.1129 | 0 | 0.3346 | 0.1746 | 0.13 | 0.13 | 1.4095
|  |  | 7 | 7.8573 | 0 | 0.3346 | 0.1746 | 0.13 | 0.13 | 5.7537
|  |  | 8 | 25.3981 | 0 | 0.3346 | 0.1746 | 0.13 | 0.13 | 1.8664
|  |  | 9 | 20.4133 | 0 | 0.3346 | 0.1746 | 0.13 | 0.13 | 0.8203
|  |  | 10 | 27.373 | 0 | 0.3346 | 0.1746 | 0.13 | 0.13 | 0.8203
|  |  | 11 | 44.6731 | 0 | 0.3346 | 0.1746 | 0.13 | 0.13 | 0.8203
|  |  | 12 | 41.686 | 0 | 0.3346 | 0.1746 | 0.13 | 0.13 | 0.8203
|  |  | 13 | 52.9541 | 0 | 0.3346 | 0.1746 | 0.13 | 0.13 | 6.0951
|  |  | 14 | 59.2759 | 0 | 0.3346 | 0.1746 | 0.13 | 0.13 | 1.8664
|  |  | 15 | 45.695 | 0 | 0.3346 | 0.1746 | 0.13 | 0.13 | 0.8203
|  |  | 16 | 40.4229 | 0 | 0.3346 | 0.1746 | 0.13 | 0.13 | 0.8203
|  |  | 17 | 25.2346 | 0 | 0.3346 | 0.1746 | 0.13 | 0.13 | 0.8203
|  |  | 18 | 0 | 0 | 0.3346 | 0.1746 | 0.13 | 0.13 | 1.8664
|  |  | 19 | 0 | 0 | 0.3346 | 0.1746 | 0.13 | 0.13 | 6.0951
|  |  | 20 | 0 | 0 | 0.3346 | 0.1746 | 0.13 | 0.13 | 7.3891
|  |  | 21 | 0 | 0 | 0.3346 | 0.1746 | 0.13 | 0.13 | 1.7509
|  |  | 22 | 0 | 0 | 0.3346 | 0.1746 | 0.13 | 0.13 | 1.4095
|  |  | 23 | 0 | 0 | 0.3346 | 0.1746 | 0.13 | 0.13 | 1.4095
|  |  | 24 | 0 | 0 | 0.3346 | 0.1746 | 0.13 | 0.13 | 0.70477
|  | 12 | 1 | 0 | 0 | 0.3346 | 0.1746 | 0.13 | 0.13 | 0.70477
|  |  | 2 | 0 | 0 | 0.3346 | 0.1746 | 0.13 | 0.13 | 0.70477
|  |  | 3 | 0 | 0 | 0.3346 | 0.1746 | 0.13 | 0.13 | 0.70477
|  |  | 4 | 0 | 0 | 0.3346 | 0.1746 | 0.13 | 0.13 | 0.70477
|  |  | 5 | 0 | 0 | 0.3346 | 0.1746 | 0.13 | 0.13 | 0.70477
|  |  | 6 | 6.7658 | 0 | 0.3346 | 0.1746 | 0.13 | 0.13 | 1.4095
|  |  | 7 | 17.4757 | 0 | 0.3346 | 0.1746 | 0.13 | 0.13 | 5.7537
|  |  | 8 | 37.4516 | 0 | 0.3346 | 0.1746 | 0.13 | 0.13 | 1.8664
|  |  | 9 | 43.1062 | 0 | 0.3346 | 0.1746 | 0.13 | 0.13 | 0.8203
|  |  | 10 | 61.6439 | 0 | 0.3346 | 0.1746 | 0.13 | 0.13 | 0.8203
|  |  | 11 | 68.4994 | 0 | 0.3346 | 0.1746 | 0.13 | 0.13 | 0.8203
|  |  | 12 | 73.3497 | 0 | 0.3346 | 0.1746 | 0.13 | 0.13 | 0.8203
|  |  | 13 | 69.3926 | 0 | 0.3346 | 0.1746 | 0.13 | 0.13 | 6.0951
|  |  | 14 | 69.8646 | 0 | 0.3346 | 0.1746 | 0.13 | 0.13 | 1.8664
|  |  | 15 | 64.1748 | 0 | 0.3346 | 0.1746 | 0.13 | 0.13 | 0.8203
|  |  | 16 | 55.4452 | 0 | 0.3346 | 0.1746 | 0.13 | 0.13 | 0.8203
|  |  | 17 | 32.29 | 0 | 0.3346 | 0.1746 | 0.13 | 0.13 | 0.8203
|  |  | 18 | 9.3422 | 0 | 0.3346 | 0.1746 | 0.13 | 0.13 | 1.8664
|  |  | 19 | 0 | 0 | 0.3346 | 0.1746 | 0.13 | 0.13 | 6.0951
|  |  | 20 | 0 | 0 | 0.3346 | 0.1746 | 0.13 | 0.13 | 7.3891
|  |  | 21 | 0 | 0 | 0.3346 | 0.1746 | 0.13 | 0.13 | 1.7509
|  |  | 22 | 0 | 0 | 0.3346 | 0.1746 | 0.13 | 0.13 | 1.4095
|  |  | 23 | 0 | 0 | 0.3346 | 0.1746 | 0.13 | 0.13 | 1.4095
|  |  | 24 | 0 | 0 | 0.3346 | 0.1746 | 0.13 | 0.13 | 0.70477
|  | 13 | 1 | 0 | 0 | 0 | 0 | 0 | 0 | 7.3891
|  | 14 | 1 | 0 | 0 | 0 | 0 | 0 | 0 | 7.3891
| Network | 1 | 1 | 0 | 0 | 0.3346 | 0.1746 | 0.13 | 0.13 | 0.70477
|  |  | 2 | 0 | 0 | 0.3346 | 0.1746 | 0.13 | 0.13 | 0.70477
|  |  | 3 | 0 | 0 | 0.3346 | 0.1746 | 0.13 | 0.13 | 0.70477
|  |  | 4 | 0 | 0 | 0.3346 | 0.1746 | 0.13 | 0.13 | 0.70477
|  |  | 5 | 0 | 0 | 0.3346 | 0.1746 | 0.13 | 0.13 | 0.70477
|  |  | 6 | 0 | 0 | 0.3346 | 0.1746 | 0.13 | 0.13 | 1.4095
|  |  | 7 | 0 | 0 | 0.3346 | 0.1746 | 0.13 | 0.13 | 5.7537
|  |  | 8 | 0 | 0 | 0.3346 | 0.1746 | 0.13 | 0.13 | 1.8664
|  |  | 9 | 7.7892 | 0 | 0.3346 | 0.1746 | 0.13 | 0.13 | 0.8203
|  |  | 10 | 19.5616 | 0 | 0.3346 | 0.1746 | 0.13 | 0.13 | 0.8203
|  |  | 11 | 13.6709 | 0 | 0.3346 | 0.1746 | 0.13 | 0.13 | 0.8203
|  |  | 12 | 12.9137 | 0 | 0.3346 | 0.1746 | 0.13 | 0.13 | 0.8203
|  |  | 13 | 7.8292 | 0 | 0.3346 | 0.1746 | 0.13 | 0.13 | 6.0951
|  |  | 14 | 4.0909 | 0 | 0.3346 | 0.1746 | 0.13 | 0.13 | 1.8664
|  |  | 15 | 0 | 0 | 0.3346 | 0.1746 | 0.13 | 0.13 | 0.8203
|  |  | 16 | 0 | 0 | 0.3346 | 0.1746 | 0.13 | 0.13 | 0.8203
|  |  | 17 | 0 | 0 | 0.3346 | 0.1746 | 0.13 | 0.13 | 0.8203
|  |  | 18 | 0 | 0 | 0.3346 | 0.1746 | 0.13 | 0.13 | 1.8664
|  |  | 19 | 0 | 0 | 0.3346 | 0.1746 | 0.13 | 0.13 | 6.0951
|  |  | 20 | 0 | 0 | 0.3346 | 0.1746 | 0.13 | 0.13 | 7.3891
|  |  | 21 | 0 | 0 | 0.3346 | 0.1746 | 0.13 | 0.13 | 1.7509
|  |  | 22 | 0 | 0 | 0.3346 | 0.1746 | 0.13 | 0.13 | 1.4095
|  |  | 23 | 0 | 0 | 0.3346 | 0.1746 | 0.13 | 0.13 | 1.4095
|  |  | 24 | 0 | 0 | 0.3346 | 0.1746 | 0.13 | 0.13 | 0.70477
|  | 2 | 1 | 0 | 0 | 0.3346 | 0.1746 | 0.13 | 0.13 | 0.70477
|  |  | 2 | 0 | 0 | 0.3346 | 0.1746 | 0.13 | 0.13 | 0.70477
|  |  | 3 | 0 | 0 | 0.3346 | 0.1746 | 0.13 | 0.13 | 0.70477
|  |  | 4 | 0 | 0 | 0.3346 | 0.1746 | 0.13 | 0.13 | 0.70477
|  |  | 5 | 0 | 0 | 0.3346 | 0.1746 | 0.13 | 0.13 | 0.70477
|  |  | 6 | 0 | 0 | 0.3346 | 0.1746 | 0.13 | 0.13 | 1.4095
|  |  | 7 | 0 | 0 | 0.3346 | 0.1746 | 0.13 | 0.13 | 5.7537
|  |  | 8 | 0 | 0 | 0.3346 | 0.1746 | 0.13 | 0.13 | 1.8664
|  |  | 9 | 7.833 | 0 | 0.3346 | 0.1746 | 0.13 | 0.13 | 0.8203
|  |  | 10 | 20.6807 | 0 | 0.3346 | 0.1746 | 0.13 | 0.13 | 0.8203
|  |  | 11 | 23.241 | 0 | 0.3346 | 0.1746 | 0.13 | 0.13 | 0.8203
|  |  | 12 | 26.6892 | 0 | 0.3346 | 0.1746 | 0.13 | 0.13 | 0.8203
|  |  | 13 | 21.4602 | 0 | 0.3346 | 0.1746 | 0.13 | 0.13 | 6.0951
|  |  | 14 | 9.2391 | 0 | 0.3346 | 0.1746 | 0.13 | 0.13 | 1.8664
|  |  | 15 | 0 | 0 | 0.3346 | 0.1746 | 0.13 | 0.13 | 0.8203
|  |  | 16 | 0 | 0 | 0.3346 | 0.1746 | 0.13 | 0.13 | 0.8203
|  |  | 17 | 0 | 0 | 0.3346 | 0.1746 | 0.13 | 0.13 | 0.8203
|  |  | 18 | 0 | 0 | 0.3346 | 0.1746 | 0.13 | 0.13 | 1.8664
|  |  | 19 | 0 | 0 | 0.3346 | 0.1746 | 0.13 | 0.13 | 6.0951
|  |  | 20 | 0 | 0 | 0.3346 | 0.1746 | 0.13 | 0.13 | 7.3891
|  |  | 21 | 0 | 0 | 0.3346 | 0.1746 | 0.13 | 0.13 | 1.7509
|  |  | 22 | 0 | 0 | 0.3346 | 0.1746 | 0.13 | 0.13 | 1.4095
|  |  | 23 | 0 | 0 | 0.3346 | 0.1746 | 0.13 | 0.13 | 1.4095
|  |  | 24 | 0 | 0 | 0.3346 | 0.1746 | 0.13 | 0.13 | 0.70477
|  | 3 | 1 | 0 | 0 | 0.3346 | 0.1746 | 0.13 | 0.13 | 0.70477
|  |  | 2 | 0 | 0 | 0.3346 | 0.1746 | 0.13 | 0.13 | 0.70477
|  |  | 3 | 0 | 0 | 0.3346 | 0.1746 | 0.13 | 0.13 | 0.70477
|  |  | 4 | 0 | 0 | 0.3346 | 0.1746 | 0.13 | 0.13 | 0.70477
|  |  | 5 | 0 | 0 | 0.3346 | 0.1746 | 0.13 | 0.13 | 0.70477
|  |  | 6 | 0 | 0 | 0.3346 | 0.1746 | 0.13 | 0.13 | 1.4095
|  |  | 7 | 0 | 0 | 0.3346 | 0.1746 | 0.13 | 0.13 | 5.7537
|  |  | 8 | 0 | 0 | 0.3346 | 0.1746 | 0.13 | 0.13 | 1.8664
|  |  | 9 | 4.179 | 0 | 0.3346 | 0.1746 | 0.13 | 0.13 | 0.8203
|  |  | 10 | 9.1104 | 0 | 0.3346 | 0.1746 | 0.13 | 0.13 | 0.8203
|  |  | 11 | 1.8064 | 0 | 0.3346 | 0.1746 | 0.13 | 0.13 | 0.8203
|  |  | 12 | 0 | 0 | 0.3346 | 0.1746 | 0.13 | 0.13 | 0.8203
|  |  | 13 | 0 | 0 | 0.3346 | 0.1746 | 0.13 | 0.13 | 6.0951
|  |  | 14 | 0 | 0 | 0.3346 | 0.1746 | 0.13 | 0.13 | 1.8664
|  |  | 15 | 0 | 0 | 0.3346 | 0.1746 | 0.13 | 0.13 | 0.8203
|  |  | 16 | 0 | 0 | 0.3346 | 0.1746 | 0.13 | 0.13 | 0.8203
|  |  | 17 | 0 | 0 | 0.3346 | 0.1746 | 0.13 | 0.13 | 0.8203
|  |  | 18 | 0 | 0 | 0.3346 | 0.1746 | 0.13 | 0.13 | 1.8664
|  |  | 19 | 0 | 0 | 0.3346 | 0.1746 | 0.13 | 0.13 | 6.0951
|  |  | 20 | 0 | 0 | 0.3346 | 0.1746 | 0.13 | 0.13 | 7.3891
|  |  | 21 | 0 | 0 | 0.3346 | 0.1746 | 0.13 | 0.13 | 1.7509
|  |  | 22 | 0 | 0 | 0.3346 | 0.1746 | 0.13 | 0.13 | 1.4095
|  |  | 23 | 0 | 0 | 0.3346 | 0.1746 | 0.13 | 0.13 | 1.4095
|  |  | 24 | 0 | 0 | 0.3346 | 0.1746 | 0.13 | 0.13 | 0.70477
|  | 4 | 1 | 0 | 0 | 0.3346 | 0.1746 | 0.13 | 0.13 | 0.70477
|  |  | 2 | 0 | 0 | 0.3346 | 0.1746 | 0.13 | 0.13 | 0.70477
|  |  | 3 | 0 | 0 | 0.3346 | 0.1746 | 0.13 | 0.13 | 0.70477
|  |  | 4 | 0 | 0 | 0.3346 | 0.1746 | 0.13 | 0.13 | 0.70477
|  |  | 5 | 0 | 0 | 0.3346 | 0.1746 | 0.13 | 0.13 | 0.70477
|  |  | 6 | 0 | 0 | 0.3346 | 0.1746 | 0.13 | 0.13 | 1.4095
|  |  | 7 | 0 | 0 | 0.3346 | 0.1746 | 0.13 | 0.13 | 5.7537
|  |  | 8 | 0 | 0 | 0.3346 | 0.1746 | 0.13 | 0.13 | 1.8664
|  |  | 9 | 1.8256 | 0 | 0.3346 | 0.1746 | 0.13 | 0.13 | 0.8203
|  |  | 10 | 9.8038 | 0 | 0.3346 | 0.1746 | 0.13 | 0.13 | 0.8203
|  |  | 11 | 5.3277 | 0 | 0.3346 | 0.1746 | 0.13 | 0.13 | 0.8203
|  |  | 12 | 0 | 0 | 0.3346 | 0.1746 | 0.13 | 0.13 | 0.8203
|  |  | 13 | 0 | 0 | 0.3346 | 0.1746 | 0.13 | 0.13 | 6.0951
|  |  | 14 | 0 | 0 | 0.3346 | 0.1746 | 0.13 | 0.13 | 1.8664
|  |  | 15 | 0 | 0 | 0.3346 | 0.1746 | 0.13 | 0.13 | 0.8203
|  |  | 16 | 0 | 0 | 0.3346 | 0.1746 | 0.13 | 0.13 | 0.8203
|  |  | 17 | 0 | 0 | 0.3346 | 0.1746 | 0.13 | 0.13 | 0.8203
|  |  | 18 | 0 | 0 | 0.3346 | 0.1746 | 0.13 | 0.13 | 1.8664
|  |  | 19 | 0 | 0 | 0.3346 | 0.1746 | 0.13 | 0.13 | 6.0951
|  |  | 20 | 0 | 0 | 0.3346 | 0.1746 | 0.13 | 0.13 | 7.3891
|  |  | 21 | 0 | 0 | 0.3346 | 0.1746 | 0.13 | 0.13 | 1.7509
|  |  | 22 | 0 | 0 | 0.3346 | 0.1746 | 0.13 | 0.13 | 1.4095
|  |  | 23 | 0 | 0 | 0.3346 | 0.1746 | 0.13 | 0.13 | 1.4095
|  |  | 24 | 0 | 0 | 0.3346 | 0.1746 | 0.13 | 0.13 | 0.70477
|  | 5 | 1 | 0 | 0 | 0.3346 | 0.1746 | 0.13 | 0.13 | 0.70477
|  |  | 2 | 0 | 0 | 0.3346 | 0.1746 | 0.13 | 0.13 | 0.70477
|  |  | 3 | 0 | 0 | 0.3346 | 0.1746 | 0.13 | 0.13 | 0.70477
|  |  | 4 | 0 | 0 | 0.3346 | 0.1746 | 0.13 | 0.13 | 0.70477
|  |  | 5 | 0 | 0 | 0.3346 | 0.1746 | 0.13 | 0.13 | 0.70477
|  |  | 6 | 0 | 0 | 0.3346 | 0.1746 | 0.13 | 0.13 | 1.4095
|  |  | 7 | 0 | 0 | 0.3346 | 0.1746 | 0.13 | 0.13 | 5.7537
|  |  | 8 | 3.4066 | 0 | 0.3346 | 0.1746 | 0.13 | 0.13 | 1.8664
|  |  | 9 | 9.1707 | 0 | 0.3346 | 0.1746 | 0.13 | 0.13 | 0.8203
|  |  | 10 | 7.7058 | 0 | 0.3346 | 0.1746 | 0.13 | 0.13 | 0.8203
|  |  | 11 | 14.7122 | 0 | 0.3346 | 0.1746 | 0.13 | 0.13 | 0.8203
|  |  | 12 | 25.3507 | 0 | 0.3346 | 0.1746 | 0.13 | 0.13 | 0.8203
|  |  | 13 | 31.9499 | 0 | 0.3346 | 0.1746 | 0.13 | 0.13 | 6.0951
|  |  | 14 | 36.5175 | 0 | 0.3346 | 0.1746 | 0.13 | 0.13 | 1.8664
|  |  | 15 | 2.0802 | 0 | 0.3346 | 0.1746 | 0.13 | 0.13 | 0.8203
|  |  | 16 | 0 | 0 | 0.3346 | 0.1746 | 0.13 | 0.13 | 0.8203
|  |  | 17 | 0 | 0 | 0.3346 | 0.1746 | 0.13 | 0.13 | 0.8203
|  |  | 18 | 0 | 0 | 0.3346 | 0.1746 | 0.13 | 0.13 | 1.8664
|  |  | 19 | 0 | 0 | 0.3346 | 0.1746 | 0.13 | 0.13 | 6.0951
|  |  | 20 | 0 | 0 | 0.3346 | 0.1746 | 0.13 | 0.13 | 7.3891
|  |  | 21 | 0 | 0 | 0.3346 | 0.1746 | 0.13 | 0.13 | 1.7509
|  |  | 22 | 0 | 0 | 0.3346 | 0.1746 | 0.13 | 0.13 | 1.4095
|  |  | 23 | 0 | 0 | 0.3346 | 0.1746 | 0.13 | 0.13 | 1.4095
|  |  | 24 | 0 | 0 | 0.3346 | 0.1746 | 0.13 | 0.13 | 0.70477
|  | 6 | 1 | 0 | 0 | 0.3346 | 0.1746 | 0.13 | 0.13 | 0.70477
|  |  | 2 | 0 | 0 | 0.3346 | 0.1746 | 0.13 | 0.13 | 0.70477
|  |  | 3 | 0 | 0 | 0.3346 | 0.1746 | 0.13 | 0.13 | 0.70477
|  |  | 4 | 0 | 0 | 0.3346 | 0.1746 | 0.13 | 0.13 | 0.70477
|  |  | 5 | 0 | 0 | 0.3346 | 0.1746 | 0.13 | 0.13 | 0.70477
|  |  | 6 | 0 | 0 | 0.3346 | 0.1746 | 0.13 | 0.13 | 1.4095
|  |  | 7 | 0 | 0 | 0.3346 | 0.1746 | 0.13 | 0.13 | 5.7537
|  |  | 8 | 10.5949 | 0 | 0.3346 | 0.1746 | 0.13 | 0.13 | 1.8664
|  |  | 9 | 28.5091 | 0 | 0.3346 | 0.1746 | 0.13 | 0.13 | 0.8203
|  |  | 10 | 42.3272 | 0 | 0.3346 | 0.1746 | 0.13 | 0.13 | 0.8203
|  |  | 11 | 51.7773 | 0 | 0.3346 | 0.1746 | 0.13 | 0.13 | 0.8203
|  |  | 12 | 56.9597 | 0 | 0.3346 | 0.1746 | 0.13 | 0.13 | 0.8203
|  |  | 13 | 49.5769 | 0 | 0.3346 | 0.1746 | 0.13 | 0.13 | 6.0951
|  |  | 14 | 51.6922 | 0 | 0.3346 | 0.1746 | 0.13 | 0.13 | 1.8664
|  |  | 15 | 44.065 | 0 | 0.3346 | 0.1746 | 0.13 | 0.13 | 0.8203
|  |  | 16 | 9.3996 | 0 | 0.3346 | 0.1746 | 0.13 | 0.13 | 0.8203
|  |  | 17 | 0 | 0 | 0.3346 | 0.1746 | 0.13 | 0.13 | 0.8203
|  |  | 18 | 0 | 0 | 0.3346 | 0.1746 | 0.13 | 0.13 | 1.8664
|  |  | 19 | 0 | 0 | 0.3346 | 0.1746 | 0.13 | 0.13 | 6.0951
|  |  | 20 | 0 | 0 | 0.3346 | 0.1746 | 0.13 | 0.13 | 7.3891
|  |  | 21 | 0 | 0 | 0.3346 | 0.1746 | 0.13 | 0.13 | 1.7509
|  |  | 22 | 0 | 0 | 0.3346 | 0.1746 | 0.13 | 0.13 | 1.4095
|  |  | 23 | 0 | 0 | 0.3346 | 0.1746 | 0.13 | 0.13 | 1.4095
|  |  | 24 | 0 | 0 | 0.3346 | 0.1746 | 0.13 | 0.13 | 0.70477
|  | 7 | 1 | 0 | 0 | 0.3346 | 0.1746 | 0.13 | 0.13 | 0.70477
|  |  | 2 | 0 | 0 | 0.3346 | 0.1746 | 0.13 | 0.13 | 0.70477
|  |  | 3 | 0 | 0 | 0.3346 | 0.1746 | 0.13 | 0.13 | 0.70477
|  |  | 4 | 0 | 0 | 0.3346 | 0.1746 | 0.13 | 0.13 | 0.70477
|  |  | 5 | 0 | 0 | 0.3346 | 0.1746 | 0.13 | 0.13 | 0.70477
|  |  | 6 | 0 | 0 | 0.3346 | 0.1746 | 0.13 | 0.13 | 1.4095
|  |  | 7 | 0 | 0 | 0.3346 | 0.1746 | 0.13 | 0.13 | 5.7537
|  |  | 8 | 2.5905 | 0 | 0.3346 | 0.1746 | 0.13 | 0.13 | 1.8664
|  |  | 9 | 10.1049 | 0 | 0.3346 | 0.1746 | 0.13 | 0.13 | 0.8203
|  |  | 10 | 4.8666 | 0 | 0.3346 | 0.1746 | 0.13 | 0.13 | 0.8203
|  |  | 11 | 20.4988 | 0 | 0.3346 | 0.1746 | 0.13 | 0.13 | 0.8203
|  |  | 12 | 15.6117 | 0 | 0.3346 | 0.1746 | 0.13 | 0.13 | 0.8203
|  |  | 13 | 4.6658 | 0 | 0.3346 | 0.1746 | 0.13 | 0.13 | 6.0951
|  |  | 14 | 0 | 0 | 0.3346 | 0.1746 | 0.13 | 0.13 | 1.8664
|  |  | 15 | 0 | 0 | 0.3346 | 0.1746 | 0.13 | 0.13 | 0.8203
|  |  | 16 | 0 | 0 | 0.3346 | 0.1746 | 0.13 | 0.13 | 0.8203
|  |  | 17 | 0 | 0 | 0.3346 | 0.1746 | 0.13 | 0.13 | 0.8203
|  |  | 18 | 0 | 0 | 0.3346 | 0.1746 | 0.13 | 0.13 | 1.8664
|  |  | 19 | 0 | 0 | 0.3346 | 0.1746 | 0.13 | 0.13 | 6.0951
|  |  | 20 | 0 | 0 | 0.3346 | 0.1746 | 0.13 | 0.13 | 7.3891
|  |  | 21 | 0 | 0 | 0.3346 | 0.1746 | 0.13 | 0.13 | 1.7509
|  |  | 22 | 0 | 0 | 0.3346 | 0.1746 | 0.13 | 0.13 | 1.4095
|  |  | 23 | 0 | 0 | 0.3346 | 0.1746 | 0.13 | 0.13 | 1.4095
|  |  | 24 | 0 | 0 | 0.3346 | 0.1746 | 0.13 | 0.13 | 0.70477
|  | 8 | 1 | 0 | 0 | 0.3346 | 0.1746 | 0.13 | 0.13 | 0.70477
|  |  | 2 | 0 | 0 | 0.3346 | 0.1746 | 0.13 | 0.13 | 0.70477
|  |  | 3 | 0 | 0 | 0.3346 | 0.1746 | 0.13 | 0.13 | 0.70477
|  |  | 4 | 0 | 0 | 0.3346 | 0.1746 | 0.13 | 0.13 | 0.70477
|  |  | 5 | 0 | 0 | 0.3346 | 0.1746 | 0.13 | 0.13 | 0.70477
|  |  | 6 | 0 | 0 | 0.3346 | 0.1746 | 0.13 | 0.13 | 1.4095
|  |  | 7 | 9.1256 | 0 | 0.3346 | 0.1746 | 0.13 | 0.13 | 5.7537
|  |  | 8 | 30.9161 | 0 | 0.3346 | 0.1746 | 0.13 | 0.13 | 1.8664
|  |  | 9 | 46.7252 | 0 | 0.3346 | 0.1746 | 0.13 | 0.13 | 0.8203
|  |  | 10 | 59.4633 | 0 | 0.3346 | 0.1746 | 0.13 | 0.13 | 0.8203
|  |  | 11 | 67.3522 | 0 | 0.3346 | 0.1746 | 0.13 | 0.13 | 0.8203
|  |  | 12 | 70.8415 | 0 | 0.3346 | 0.1746 | 0.13 | 0.13 | 0.8203
|  |  | 13 | 64.3219 | 0 | 0.3346 | 0.1746 | 0.13 | 0.13 | 6.0951
|  |  | 14 | 63.8288 | 0 | 0.3346 | 0.1746 | 0.13 | 0.13 | 1.8664
|  |  | 15 | 54.6551 | 0 | 0.3346 | 0.1746 | 0.13 | 0.13 | 0.8203
|  |  | 16 | 45.0205 | 0 | 0.3346 | 0.1746 | 0.13 | 0.13 | 0.8203
|  |  | 17 | 9.8006 | 0 | 0.3346 | 0.1746 | 0.13 | 0.13 | 0.8203
|  |  | 18 | 0 | 0 | 0.3346 | 0.1746 | 0.13 | 0.13 | 1.8664
|  |  | 19 | 0 | 0 | 0.3346 | 0.1746 | 0.13 | 0.13 | 6.0951
|  |  | 20 | 0 | 0 | 0.3346 | 0.1746 | 0.13 | 0.13 | 7.3891
|  |  | 21 | 0 | 0 | 0.3346 | 0.1746 | 0.13 | 0.13 | 1.7509
|  |  | 22 | 0 | 0 | 0.3346 | 0.1746 | 0.13 | 0.13 | 1.4095
|  |  | 23 | 0 | 0 | 0.3346 | 0.1746 | 0.13 | 0.13 | 1.4095
|  |  | 24 | 0 | 0 | 0.3346 | 0.1746 | 0.13 | 0.13 | 0.70477
|  | 9 | 1 | 0 | 0 | 0.3346 | 0.1746 | 0.13 | 0.13 | 0.70477
|  |  | 2 | 0 | 0 | 0.3346 | 0.1746 | 0.13 | 0.13 | 0.70477
|  |  | 3 | 0 | 0 | 0.3346 | 0.1746 | 0.13 | 0.13 | 0.70477
|  |  | 4 | 0 | 0 | 0.3346 | 0.1746 | 0.13 | 0.13 | 0.70477
|  |  | 5 | 0 | 0 | 0.3346 | 0.1746 | 0.13 | 0.13 | 0.70477
|  |  | 6 | 0 | 0 | 0.3346 | 0.1746 | 0.13 | 0.13 | 1.4095
|  |  | 7 | 8.2656 | 0 | 0.3346 | 0.1746 | 0.13 | 0.13 | 5.7537
|  |  | 8 | 30.1325 | 0 | 0.3346 | 0.1746 | 0.13 | 0.13 | 1.8664
|  |  | 9 | 46.2303 | 0 | 0.3346 | 0.1746 | 0.13 | 0.13 | 0.8203
|  |  | 10 | 57.8273 | 0 | 0.3346 | 0.1746 | 0.13 | 0.13 | 0.8203
|  |  | 11 | 64.3755 | 0 | 0.3346 | 0.1746 | 0.13 | 0.13 | 0.8203
|  |  | 12 | 68.358 | 0 | 0.3346 | 0.1746 | 0.13 | 0.13 | 0.8203
|  |  | 13 | 61.7731 | 0 | 0.3346 | 0.1746 | 0.13 | 0.13 | 6.0951
|  |  | 14 | 62.3403 | 0 | 0.3346 | 0.1746 | 0.13 | 0.13 | 1.8664
|  |  | 15 | 55.6656 | 0 | 0.3346 | 0.1746 | 0.13 | 0.13 | 0.8203
|  |  | 16 | 43.6057 | 0 | 0.3346 | 0.1746 | 0.13 | 0.13 | 0.8203
|  |  | 17 | 8.8947 | 0 | 0.3346 | 0.1746 | 0.13 | 0.13 | 0.8203
|  |  | 18 | 0 | 0 | 0.3346 | 0.1746 | 0.13 | 0.13 | 1.8664
|  |  | 19 | 0 | 0 | 0.3346 | 0.1746 | 0.13 | 0.13 | 6.0951
|  |  | 20 | 0 | 0 | 0.3346 | 0.1746 | 0.13 | 0.13 | 7.3891
|  |  | 21 | 0 | 0 | 0.3346 | 0.1746 | 0.13 | 0.13 | 1.7509
|  |  | 22 | 0 | 0 | 0.3346 | 0.1746 | 0.13 | 0.13 | 1.4095
|  |  | 23 | 0 | 0 | 0.3346 | 0.1746 | 0.13 | 0.13 | 1.4095
|  |  | 24 | 0 | 0 | 0.3346 | 0.1746 | 0.13 | 0.13 | 0.70477
|  | 10 | 1 | 0 | 0 | 0.3346 | 0.1746 | 0.13 | 0.13 | 0.70477
|  |  | 2 | 0 | 0 | 0.3346 | 0.1746 | 0.13 | 0.13 | 0.70477
|  |  | 3 | 0 | 0 | 0.3346 | 0.1746 | 0.13 | 0.13 | 0.70477
|  |  | 4 | 0 | 0 | 0.3346 | 0.1746 | 0.13 | 0.13 | 0.70477
|  |  | 5 | 0 | 0 | 0.3346 | 0.1746 | 0.13 | 0.13 | 0.70477
|  |  | 6 | 0 | 0 | 0.3346 | 0.1746 | 0.13 | 0.13 | 1.4095
|  |  | 7 | 0 | 0 | 0.3346 | 0.1746 | 0.13 | 0.13 | 5.7537
|  |  | 8 | 3.6923 | 0 | 0.3346 | 0.1746 | 0.13 | 0.13 | 1.8664
|  |  | 9 | 4.9299 | 0 | 0.3346 | 0.1746 | 0.13 | 0.13 | 0.8203
|  |  | 10 | 7.3127 | 0 | 0.3346 | 0.1746 | 0.13 | 0.13 | 0.8203
|  |  | 11 | 15.0159 | 0 | 0.3346 | 0.1746 | 0.13 | 0.13 | 0.8203
|  |  | 12 | 21.5764 | 0 | 0.3346 | 0.1746 | 0.13 | 0.13 | 0.8203
|  |  | 13 | 19.0055 | 0 | 0.3346 | 0.1746 | 0.13 | 0.13 | 6.0951
|  |  | 14 | 54.0526 | 0 | 0.3346 | 0.1746 | 0.13 | 0.13 | 1.8664
|  |  | 15 | 60.8816 | 0 | 0.3346 | 0.1746 | 0.13 | 0.13 | 0.8203
|  |  | 16 | 52.3441 | 0 | 0.3346 | 0.1746 | 0.13 | 0.13 | 0.8203
|  |  | 17 | 28.2337 | 0 | 0.3346 | 0.1746 | 0.13 | 0.13 | 0.8203
|  |  | 18 | 0 | 0 | 0.3346 | 0.1746 | 0.13 | 0.13 | 1.8664
|  |  | 19 | 0 | 0 | 0.3346 | 0.1746 | 0.13 | 0.13 | 6.0951
|  |  | 20 | 0 | 0 | 0.3346 | 0.1746 | 0.13 | 0.13 | 7.3891
|  |  | 21 | 0 | 0 | 0.3346 | 0.1746 | 0.13 | 0.13 | 1.7509
|  |  | 22 | 0 | 0 | 0.3346 | 0.1746 | 0.13 | 0.13 | 1.4095
|  |  | 23 | 0 | 0 | 0.3346 | 0.1746 | 0.13 | 0.13 | 1.4095
|  |  | 24 | 0 | 0 | 0.3346 | 0.1746 | 0.13 | 0.13 | 0.70477
|  | 11 | 1 | 0 | 0 | 0.3346 | 0.1746 | 0.13 | 0.13 | 0.70477
|  |  | 2 | 0 | 0 | 0.3346 | 0.1746 | 0.13 | 0.13 | 0.70477
|  |  | 3 | 0 | 0 | 0.3346 | 0.1746 | 0.13 | 0.13 | 0.70477
|  |  | 4 | 0 | 0 | 0.3346 | 0.1746 | 0.13 | 0.13 | 0.70477
|  |  | 5 | 0 | 0 | 0.3346 | 0.1746 | 0.13 | 0.13 | 0.70477
|  |  | 6 | 1.1129 | 0 | 0.3346 | 0.1746 | 0.13 | 0.13 | 1.4095
|  |  | 7 | 7.8573 | 0 | 0.3346 | 0.1746 | 0.13 | 0.13 | 5.7537
|  |  | 8 | 25.3981 | 0 | 0.3346 | 0.1746 | 0.13 | 0.13 | 1.8664
|  |  | 9 | 20.4133 | 0 | 0.3346 | 0.1746 | 0.13 | 0.13 | 0.8203
|  |  | 10 | 27.373 | 0 | 0.3346 | 0.1746 | 0.13 | 0.13 | 0.8203
|  |  | 11 | 44.6731 | 0 | 0.3346 | 0.1746 | 0.13 | 0.13 | 0.8203
|  |  | 12 | 41.686 | 0 | 0.3346 | 0.1746 | 0.13 | 0.13 | 0.8203
|  |  | 13 | 52.9541 | 0 | 0.3346 | 0.1746 | 0.13 | 0.13 | 6.0951
|  |  | 14 | 59.2759 | 0 | 0.3346 | 0.1746 | 0.13 | 0.13 | 1.8664
|  |  | 15 | 45.695 | 0 | 0.3346 | 0.1746 | 0.13 | 0.13 | 0.8203
|  |  | 16 | 40.4229 | 0 | 0.3346 | 0.1746 | 0.13 | 0.13 | 0.8203
|  |  | 17 | 25.2346 | 0 | 0.3346 | 0.1746 | 0.13 | 0.13 | 0.8203
|  |  | 18 | 0 | 0 | 0.3346 | 0.1746 | 0.13 | 0.13 | 1.8664
|  |  | 19 | 0 | 0 | 0.3346 | 0.1746 | 0.13 | 0.13 | 6.0951
|  |  | 20 | 0 | 0 | 0.3346 | 0.1746 | 0.13 | 0.13 | 7.3891
|  |  | 21 | 0 | 0 | 0.3346 | 0.1746 | 0.13 | 0.13 | 1.7509
|  |  | 22 | 0 | 0 | 0.3346 | 0.1746 | 0.13 | 0.13 | 1.4095
|  |  | 23 | 0 | 0 | 0.3346 | 0.1746 | 0.13 | 0.13 | 1.4095
|  |  | 24 | 0 | 0 | 0.3346 | 0.1746 | 0.13 | 0.13 | 0.70477
|  | 12 | 1 | 0 | 0 | 0.3346 | 0.1746 | 0.13 | 0.13 | 0.70477
|  |  | 2 | 0 | 0 | 0.3346 | 0.1746 | 0.13 | 0.13 | 0.70477
|  |  | 3 | 0 | 0 | 0.3346 | 0.1746 | 0.13 | 0.13 | 0.70477
|  |  | 4 | 0 | 0 | 0.3346 | 0.1746 | 0.13 | 0.13 | 0.70477
|  |  | 5 | 0 | 0 | 0.3346 | 0.1746 | 0.13 | 0.13 | 0.70477
|  |  | 6 | 6.7658 | 0 | 0.3346 | 0.1746 | 0.13 | 0.13 | 1.4095
|  |  | 7 | 17.4757 | 0 | 0.3346 | 0.1746 | 0.13 | 0.13 | 5.7537
|  |  | 8 | 37.4516 | 0 | 0.3346 | 0.1746 | 0.13 | 0.13 | 1.8664
|  |  | 9 | 43.1062 | 0 | 0.3346 | 0.1746 | 0.13 | 0.13 | 0.8203
|  |  | 10 | 61.6439 | 0 | 0.3346 | 0.1746 | 0.13 | 0.13 | 0.8203
|  |  | 11 | 68.4994 | 0 | 0.3346 | 0.1746 | 0.13 | 0.13 | 0.8203
|  |  | 12 | 73.3497 | 0 | 0.3346 | 0.1746 | 0.13 | 0.13 | 0.8203
|  |  | 13 | 69.3926 | 0 | 0.3346 | 0.1746 | 0.13 | 0.13 | 6.0951
|  |  | 14 | 69.8646 | 0 | 0.3346 | 0.1746 | 0.13 | 0.13 | 1.8664
|  |  | 15 | 64.1748 | 0 | 0.3346 | 0.1746 | 0.13 | 0.13 | 0.8203
|  |  | 16 | 55.4452 | 0 | 0.3346 | 0.1746 | 0.13 | 0.13 | 0.8203
|  |  | 17 | 32.29 | 0 | 0.3346 | 0.1746 | 0.13 | 0.13 | 0.8203
|  |  | 18 | 9.3422 | 0 | 0.3346 | 0.1746 | 0.13 | 0.13 | 1.8664
|  |  | 19 | 0 | 0 | 0.3346 | 0.1746 | 0.13 | 0.13 | 6.0951
|  |  | 20 | 0 | 0 | 0.3346 | 0.1746 | 0.13 | 0.13 | 7.3891
|  |  | 21 | 0 | 0 | 0.3346 | 0.1746 | 0.13 | 0.13 | 1.7509
|  |  | 22 | 0 | 0 | 0.3346 | 0.1746 | 0.13 | 0.13 | 1.4095
|  |  | 23 | 0 | 0 | 0.3346 | 0.1746 | 0.13 | 0.13 | 1.4095
|  |  | 24 | 0 | 0 | 0.3346 | 0.1746 | 0.13 | 0.13 | 0.70477
|  | 13 | 1 | 0 | 0 | 0 | 0 | 0 | 0 | 7.3891
|  | 14 | 1 | 0 | 0 | 0 | 0 | 0 | 0 | 7.3891
NaturalGas | Building1 | 1 | 1 | 0 | 34.614 | 0.14 | 0 | 0.23 | 0 | 0
|  |  | 2 | 0 | 33.2979 | 0.14 | 0 | 0.23 | 0 | 0
|  |  | 3 | 0 | 31.998 | 0.14 | 0 | 0.23 | 0 | 0
|  |  | 4 | 0 | 31.738 | 0.14 | 0 | 0.23 | 0 | 0
|  |  | 5 | 0 | 31.478 | 0.14 | 0 | 0.23 | 0 | 0
|  |  | 6 | 0 | 31.2343 | 0.14 | 0 | 0.23 | 0 | 0
|  |  | 7 | 0 | 34.7085 | 0.14 | 0 | 0.23 | 0 | 0
|  |  | 8 | 0 | 28.7259 | 0.14 | 0 | 0.23 | 0 | 0
|  |  | 9 | 0 | 28.2485 | 0.14 | 0 | 0.23 | 0 | 0
|  |  | 10 | 0 | 25.4807 | 0.14 | 0 | 0.23 | 0 | 0
|  |  | 11 | 0 | 22.1841 | 0.14 | 0 | 0.23 | 0 | 0
|  |  | 12 | 0 | 19.4066 | 0.14 | 0 | 0.23 | 0 | 0
|  |  | 13 | 0 | 21.8665 | 0.14 | 0 | 0.23 | 0 | 0
|  |  | 14 | 0 | 10.3805 | 0.14 | 0 | 0.23 | 0 | 0
|  |  | 15 | 0 | 0.048342 | 0.14 | 0 | 0.23 | 0 | 0
|  |  | 16 | 0 | 0.048342 | 0.14 | 0 | 0.23 | 0 | 0
|  |  | 17 | 0 | 7.171 | 0.14 | 0 | 0.23 | 0 | 0
|  |  | 18 | 0 | 25.7615 | 0.14 | 0 | 0.23 | 0 | 0
|  |  | 19 | 0 | 32.4912 | 0.14 | 0 | 0.23 | 0 | 0
|  |  | 20 | 0 | 34.9106 | 0.14 | 0 | 0.23 | 0 | 0
|  |  | 21 | 0 | 27.6958 | 0.14 | 0 | 0.23 | 0 | 0
|  |  | 22 | 0 | 28.0332 | 0.14 | 0 | 0.23 | 0 | 0
|  |  | 23 | 0 | 28.1957 | 0.14 | 0 | 0.23 | 0 | 0
|  |  | 24 | 0 | 28.3419 | 0.14 | 0 | 0.23 | 0 | 0
|  | 2 | 1 | 0 | 31.9167 | 0.14 | 0 | 0.23 | 0 | 0
|  |  | 2 | 0 | 31.348 | 0.14 | 0 | 0.23 | 0 | 0
|  |  | 3 | 0 | 30.7955 | 0.14 | 0 | 0.23 | 0 | 0
|  |  | 4 | 0 | 30.9093 | 0.14 | 0 | 0.23 | 0 | 0
|  |  | 5 | 0 | 31.0393 | 0.14 | 0 | 0.23 | 0 | 0
|  |  | 6 | 0 | 31.1693 | 0.14 | 0 | 0.23 | 0 | 0
|  |  | 7 | 0 | 33.9611 | 0.14 | 0 | 0.23 | 0 | 0
|  |  | 8 | 0 | 27.2798 | 0.14 | 0 | 0.23 | 0 | 0
|  |  | 9 | 0 | 26.3117 | 0.14 | 0 | 0.23 | 0 | 0
|  |  | 10 | 0 | 22.5289 | 0.14 | 0 | 0.23 | 0 | 0
|  |  | 11 | 0 | 18.5503 | 0.14 | 0 | 0.23 | 0 | 0
|  |  | 12 | 0 | 14.7883 | 0.14 | 0 | 0.23 | 0 | 0
|  |  | 13 | 0 | 18.6526 | 0.14 | 0 | 0.23 | 0 | 0
|  |  | 14 | 0 | 12.6454 | 0.14 | 0 | 0.23 | 0 | 0
|  |  | 15 | 0 | 13.4588 | 0.14 | 0 | 0.23 | 0 | 0
|  |  | 16 | 0 | 17.7355 | 0.14 | 0 | 0.23 | 0 | 0
|  |  | 17 | 0 | 22.1735 | 0.14 | 0 | 0.23 | 0 | 0
|  |  | 18 | 0 | 25.1187 | 0.14 | 0 | 0.23 | 0 | 0
|  |  | 19 | 0 | 32.475 | 0.14 | 0 | 0.23 | 0 | 0
|  |  | 20 | 0 | 35.7556 | 0.14 | 0 | 0.23 | 0 | 0
|  |  | 21 | 0 | 29.402 | 0.14 | 0 | 0.23 | 0 | 0
|  |  | 22 | 0 | 29.8693 | 0.14 | 0 | 0.23 | 0 | 0
|  |  | 23 | 0 | 30.1456 | 0.14 | 0 | 0.23 | 0 | 0
|  |  | 24 | 0 | 30.4218 | 0.14 | 0 | 0.23 | 0 | 0
|  | 3 | 1 | 0 | 33.9153 | 0.14 | 0 | 0.23 | 0 | 0
|  |  | 2 | 0 | 34.7115 | 0.14 | 0 | 0.23 | 0 | 0
|  |  | 3 | 0 | 35.4915 | 0.14 | 0 | 0.23 | 0 | 0
|  |  | 4 | 0 | 35.589 | 0.14 | 0 | 0.23 | 0 | 0
|  |  | 5 | 0 | 35.6865 | 0.14 | 0 | 0.23 | 0 | 0
|  |  | 6 | 0 | 35.784 | 0.14 | 0 | 0.23 | 0 | 0
|  |  | 7 | 0 | 39.5832 | 0.14 | 0 | 0.23 | 0 | 0
|  |  | 8 | 0 | 33.9094 | 0.14 | 0 | 0.23 | 0 | 0
|  |  | 9 | 0 | 33.9906 | 0.14 | 0 | 0.23 | 0 | 0
|  |  | 10 | 0 | 32.7175 | 0.14 | 0 | 0.23 | 0 | 0
|  |  | 11 | 0 | 30.6042 | 0.14 | 0 | 0.23 | 0 | 0
|  |  | 12 | 0 | 28.3569 | 0.14 | 0 | 0.23 | 0 | 0
|  |  | 13 | 0 | 31.6528 | 0.14 | 0 | 0.23 | 0 | 0
|  |  | 14 | 0 | 25.5471 | 0.14 | 0 | 0.23 | 0 | 0
|  |  | 15 | 0 | 26.9863 | 0.14 | 0 | 0.23 | 0 | 0
|  |  | 16 | 0 | 30.1839 | 0.14 | 0 | 0.23 | 0 | 0
|  |  | 17 | 0 | 33.2328 | 0.14 | 0 | 0.23 | 0 | 0
|  |  | 18 | 0 | 33.7631 | 0.14 | 0 | 0.23 | 0 | 0
|  |  | 19 | 0 | 40.5345 | 0.14 | 0 | 0.23 | 0 | 0
|  |  | 20 | 0 | 43.2301 | 0.14 | 0 | 0.23 | 0 | 0
|  |  | 21 | 0 | 36.2753 | 0.14 | 0 | 0.23 | 0 | 0
|  |  | 22 | 0 | 36.9051 | 0.14 | 0 | 0.23 | 0 | 0
|  |  | 23 | 0 | 37.3439 | 0.14 | 0 | 0.23 | 0 | 0
|  |  | 24 | 0 | 37.7826 | 0.14 | 0 | 0.23 | 0 | 0
|  | 4 | 1 | 0 | 47.337 | 0.14 | 0 | 0.23 | 0 | 0
|  |  | 2 | 0 | 47.3045 | 0.14 | 0 | 0.23 | 0 | 0
|  |  | 3 | 0 | 47.2557 | 0.14 | 0 | 0.23 | 0 | 0
|  |  | 4 | 0 | 46.817 | 0.14 | 0 | 0.23 | 0 | 0
|  |  | 5 | 0 | 46.362 | 0.14 | 0 | 0.23 | 0 | 0
|  |  | 6 | 0 | 45.9233 | 0.14 | 0 | 0.23 | 0 | 0
|  |  | 7 | 0 | 47.5615 | 0.14 | 0 | 0.23 | 0 | 0
|  |  | 8 | 0 | 38.7182 | 0.14 | 0 | 0.23 | 0 | 0
|  |  | 9 | 0 | 33.7206 | 0.14 | 0 | 0.23 | 0 | 0
|  |  | 10 | 0 | 30.7059 | 0.14 | 0 | 0.23 | 0 | 0
|  |  | 11 | 0 | 27.8874 | 0.14 | 0 | 0.23 | 0 | 0
|  |  | 12 | 0 | 25.2105 | 0.14 | 0 | 0.23 | 0 | 0
|  |  | 13 | 0 | 30.0399 | 0.14 | 0 | 0.23 | 0 | 0
|  |  | 14 | 0 | 7.5846 | 0.14 | 0 | 0.23 | 0 | 0
|  |  | 15 | 0 | 0.048342 | 0.14 | 0 | 0.23 | 0 | 0
|  |  | 16 | 0 | 0.048342 | 0.14 | 0 | 0.23 | 0 | 0
|  |  | 17 | 0 | 0.048342 | 0.14 | 0 | 0.23 | 0 | 0
|  |  | 18 | 0 | 0.048342 | 0.14 | 0 | 0.23 | 0 | 0
|  |  | 19 | 0 | 13.4243 | 0.14 | 0 | 0.23 | 0 | 0
|  |  | 20 | 0 | 40.0128 | 0.14 | 0 | 0.23 | 0 | 0
|  |  | 21 | 0 | 32.7492 | 0.14 | 0 | 0.23 | 0 | 0
|  |  | 22 | 0 | 33.2004 | 0.14 | 0 | 0.23 | 0 | 0
|  |  | 23 | 0 | 33.4766 | 0.14 | 0 | 0.23 | 0 | 0
|  |  | 24 | 0 | 33.7528 | 0.14 | 0 | 0.23 | 0 | 0
|  | 5 | 1 | 0 | 15.3103 | 0.14 | 0 | 0.23 | 0 | 0
|  |  | 2 | 0 | 15.8952 | 0.14 | 0 | 0.23 | 0 | 0
|  |  | 3 | 0 | 16.4802 | 0.14 | 0 | 0.23 | 0 | 0
|  |  | 4 | 0 | 17.0652 | 0.14 | 0 | 0.23 | 0 | 0
|  |  | 5 | 0 | 17.6501 | 0.14 | 0 | 0.23 | 0 | 0
|  |  | 6 | 0 | 18.2513 | 0.14 | 0 | 0.23 | 0 | 0
|  |  | 7 | 0 | 23.123 | 0.14 | 0 | 0.23 | 0 | 0
|  |  | 8 | 0 | 18.5216 | 0.14 | 0 | 0.23 | 0 | 0
|  |  | 9 | 0 | 7.9673 | 0.14 | 0 | 0.23 | 0 | 0
|  |  | 10 | 0 | 2.875 | 0.14 | 0 | 0.23 | 0 | 0
|  |  | 11 | 0 | 0.048342 | 0.14 | 0 | 0.23 | 0 | 0
|  |  | 12 | 0 | 0 | 0.14 | 0 | 0.23 | 0 | 0
|  |  | 13 | 0 | 4.7947 | 0.14 | 0 | 0.23 | 0 | 0
|  |  | 14 | 0 | 0 | 0.14 | 0 | 0.23 | 0 | 0
|  |  | 15 | 0 | 0 | 0.14 | 0 | 0.23 | 0 | 0
|  |  | 16 | 0 | 0 | 0.14 | 0 | 0.23 | 0 | 0
|  |  | 17 | 0 | 0 | 0.14 | 0 | 0.23 | 0 | 0
|  |  | 18 | 0 | 0 | 0.14 | 0 | 0.23 | 0 | 0
|  |  | 19 | 0 | 4.9007 | 0.14 | 0 | 0.23 | 0 | 0
|  |  | 20 | 0 | 7.6044 | 0.14 | 0 | 0.23 | 0 | 0
|  |  | 21 | 0 | 0.048342 | 0.14 | 0 | 0.23 | 0 | 0
|  |  | 22 | 0 | 0.048342 | 0.14 | 0 | 0.23 | 0 | 0
|  |  | 23 | 0 | 0.048342 | 0.14 | 0 | 0.23 | 0 | 0
|  |  | 24 | 0 | 2.9018 | 0.14 | 0 | 0.23 | 0 | 0
|  | 6 | 1 | 0 | 22.5736 | 0.14 | 0 | 0.23 | 0 | 0
|  |  | 2 | 0 | 23.0285 | 0.14 | 0 | 0.23 | 0 | 0
|  |  | 3 | 0 | 23.4673 | 0.14 | 0 | 0.23 | 0 | 0
|  |  | 4 | 0 | 23.9222 | 0.14 | 0 | 0.23 | 0 | 0
|  |  | 5 | 0 | 24.3772 | 0.14 | 0 | 0.23 | 0 | 0
|  |  | 6 | 0 | 24.8159 | 0.14 | 0 | 0.23 | 0 | 0
|  |  | 7 | 0 | 29.5576 | 0.14 | 0 | 0.23 | 0 | 0
|  |  | 8 | 0 | 24.8262 | 0.14 | 0 | 0.23 | 0 | 0
|  |  | 9 | 0 | 14.0626 | 0.14 | 0 | 0.23 | 0 | 0
|  |  | 10 | 0 | 9.805 | 0.14 | 0 | 0.23 | 0 | 0
|  |  | 11 | 0 | 5.3738 | 0.14 | 0 | 0.23 | 0 | 0
|  |  | 12 | 0 | 1.85 | 0.14 | 0 | 0.23 | 0 | 0
|  |  | 13 | 0 | 0.84681 | 0.14 | 0 | 0.23 | 0 | 0
|  |  | 14 | 0 | 0.36127 | 0.14 | 0 | 0.23 | 0 | 0
|  |  | 15 | 0 | 1.1043 | 0.14 | 0 | 0.23 | 0 | 0
|  |  | 16 | 0 | 5.0603 | 0.14 | 0 | 0.23 | 0 | 0
|  |  | 17 | 0 | 9.0141 | 0.14 | 0 | 0.23 | 0 | 0
|  |  | 18 | 0 | 11.4212 | 0.14 | 0 | 0.23 | 0 | 0
|  |  | 19 | 0 | 16.9914 | 0.14 | 0 | 0.23 | 0 | 0
|  |  | 20 | 0 | 24.3651 | 0.14 | 0 | 0.23 | 0 | 0
|  |  | 21 | 0 | 19.1326 | 0.14 | 0 | 0.23 | 0 | 0
|  |  | 22 | 0 | 20.1037 | 0.14 | 0 | 0.23 | 0 | 0
|  |  | 23 | 0 | 20.8999 | 0.14 | 0 | 0.23 | 0 | 0
|  |  | 24 | 0 | 21.6799 | 0.14 | 0 | 0.23 | 0 | 0
|  | 7 | 1 | 0 | 0.048342 | 0.14 | 0 | 0.23 | 0 | 0
|  |  | 2 | 0 | 0.048342 | 0.14 | 0 | 0.23 | 0 | 0
|  |  | 3 | 0 | 0.048342 | 0.14 | 0 | 0.23 | 0 | 0
|  |  | 4 | 0 | 0.048342 | 0.14 | 0 | 0.23 | 0 | 0
|  |  | 5 | 0 | 0.048342 | 0.14 | 0 | 0.23 | 0 | 0
|  |  | 6 | 0 | 0.048342 | 0.14 | 0 | 0.23 | 0 | 0
|  |  | 7 | 0 | 4.582 | 0.14 | 0 | 0.23 | 0 | 0
|  |  | 8 | 0 | 0.048342 | 0.14 | 0 | 0.23 | 0 | 0
|  |  | 9 | 0 | 0.048342 | 0.14 | 0 | 0.23 | 0 | 0
|  |  | 10 | 0 | 0.048342 | 0.14 | 0 | 0.23 | 0 | 0
|  |  | 11 | 0 | 0 | 0.14 | 0 | 0.23 | 0 | 0
|  |  | 12 | 0 | 0.0040179 | 0.14 | 0 | 0.23 | 0 | 0
|  |  | 13 | 0 | 6.0248 | 0.14 | 0 | 0.23 | 0 | 0
|  |  | 14 | 0 | 0.048342 | 0.14 | 0 | 0.23 | 0 | 0
|  |  | 15 | 0 | 0.048342 | 0.14 | 0 | 0.23 | 0 | 0
|  |  | 16 | 0 | 0.048342 | 0.14 | 0 | 0.23 | 0 | 0
|  |  | 17 | 0 | 0.048342 | 0.14 | 0 | 0.23 | 0 | 0
|  |  | 18 | 0 | 0.048342 | 0.14 | 0 | 0.23 | 0 | 0
|  |  | 19 | 0 | 6.0932 | 0.14 | 0 | 0.23 | 0 | 0
|  |  | 20 | 0 | 7.6044 | 0.14 | 0 | 0.23 | 0 | 0
|  |  | 21 | 0 | 0.048342 | 0.14 | 0 | 0.23 | 0 | 0
|  |  | 22 | 0 | 0.048342 | 0.14 | 0 | 0.23 | 0 | 0
|  |  | 23 | 0 | 0.048342 | 0.14 | 0 | 0.23 | 0 | 0
|  |  | 24 | 0 | 0.048342 | 0.14 | 0 | 0.23 | 0 | 0
|  | 8 | 1 | 0 | 0.048342 | 0.14 | 0 | 0.23 | 0 | 0
|  |  | 2 | 0 | 0.048342 | 0.14 | 0 | 0.23 | 0 | 0
|  |  | 3 | 0 | 0.048342 | 0.14 | 0 | 0.23 | 0 | 0
|  |  | 4 | 0 | 0.048342 | 0.14 | 0 | 0.23 | 0 | 0
|  |  | 5 | 0 | 0.048342 | 0.14 | 0 | 0.23 | 0 | 0
|  |  | 6 | 0 | 0.048342 | 0.14 | 0 | 0.23 | 0 | 0
|  |  | 7 | 0 | 4.582 | 0.14 | 0 | 0.23 | 0 | 0
|  |  | 8 | 0 | 0 | 0.14 | 0 | 0.23 | 0 | 0
|  |  | 9 | 0 | 0 | 0.14 | 0 | 0.23 | 0 | 0
|  |  | 10 | 0 | 0 | 0.14 | 0 | 0.23 | 0 | 0
|  |  | 11 | 0 | 0 | 0.14 | 0 | 0.23 | 0 | 0
|  |  | 12 | 0 | 0 | 0.14 | 0 | 0.23 | 0 | 0
|  |  | 13 | 0 | 0 | 0.14 | 0 | 0.23 | 0 | 0
|  |  | 14 | 0 | 0 | 0.14 | 0 | 0.23 | 0 | 0
|  |  | 15 | 0 | 0 | 0.14 | 0 | 0.23 | 0 | 0
|  |  | 16 | 0 | 0 | 0.14 | 0 | 0.23 | 0 | 0
|  |  | 17 | 0 | 0 | 0.14 | 0 | 0.23 | 0 | 0
|  |  | 18 | 0 | 0 | 0.14 | 0 | 0.23 | 0 | 0
|  |  | 19 | 0 | 0 | 0.14 | 0 | 0.23 | 0 | 0
|  |  | 20 | 0 | 2.4117 | 0.14 | 0 | 0.23 | 0 | 0
|  |  | 21 | 0 | 0.048342 | 0.14 | 0 | 0.23 | 0 | 0
|  |  | 22 | 0 | 0.048342 | 0.14 | 0 | 0.23 | 0 | 0
|  |  | 23 | 0 | 0.048342 | 0.14 | 0 | 0.23 | 0 | 0
|  |  | 24 | 0 | 0.048342 | 0.14 | 0 | 0.23 | 0 | 0
|  | 9 | 1 | 0 | 0.048342 | 0.14 | 0 | 0.23 | 0 | 0
|  |  | 2 | 0 | 0.048342 | 0.14 | 0 | 0.23 | 0 | 0
|  |  | 3 | 0 | 0.048342 | 0.14 | 0 | 0.23 | 0 | 0
|  |  | 4 | 0 | 0.048342 | 0.14 | 0 | 0.23 | 0 | 0
|  |  | 5 | 0 | 0.048342 | 0.14 | 0 | 0.23 | 0 | 0
|  |  | 6 | 0 | 0.048342 | 0.14 | 0 | 0.23 | 0 | 0
|  |  | 7 | 0 | 4.582 | 0.14 | 0 | 0.23 | 0 | 0
|  |  | 8 | 0 | 0 | 0.14 | 0 | 0.23 | 0 | 0
|  |  | 9 | 0 | 0 | 0.14 | 0 | 0.23 | 0 | 0
|  |  | 10 | 0 | 0 | 0.14 | 0 | 0.23 | 0 | 0
|  |  | 11 | 0 | 0 | 0.14 | 0 | 0.23 | 0 | 0
|  |  | 12 | 0 | 0 | 0.14 | 0 | 0.23 | 0 | 0
|  |  | 13 | 0 | 0 | 0.14 | 0 | 0.23 | 0 | 0
|  |  | 14 | 0 | 0 | 0.14 | 0 | 0.23 | 0 | 0
|  |  | 15 | 0 | 0 | 0.14 | 0 | 0.23 | 0 | 0
|  |  | 16 | 0 | 0 | 0.14 | 0 | 0.23 | 0 | 0
|  |  | 17 | 0 | 0 | 0.14 | 0 | 0.23 | 0 | 0
|  |  | 18 | 0 | 0 | 0.14 | 0 | 0.23 | 0 | 0
|  |  | 19 | 0 | 0 | 0.14 | 0 | 0.23 | 0 | 0
|  |  | 20 | 0 | 3.1954 | 0.14 | 0 | 0.23 | 0 | 0
|  |  | 21 | 0 | 0.048342 | 0.14 | 0 | 0.23 | 0 | 0
|  |  | 22 | 0 | 0.048342 | 0.14 | 0 | 0.23 | 0 | 0
|  |  | 23 | 0 | 0.048342 | 0.14 | 0 | 0.23 | 0 | 0
|  |  | 24 | 0 | 0.048342 | 0.14 | 0 | 0.23 | 0 | 0
|  | 10 | 1 | 0 | 0.048342 | 0.14 | 0 | 0.23 | 0 | 0
|  |  | 2 | 0 | 0.048342 | 0.14 | 0 | 0.23 | 0 | 0
|  |  | 3 | 0 | 0.048342 | 0.14 | 0 | 0.23 | 0 | 0
|  |  | 4 | 0 | 0.048342 | 0.14 | 0 | 0.23 | 0 | 0
|  |  | 5 | 0 | 0.048342 | 0.14 | 0 | 0.23 | 0 | 0
|  |  | 6 | 0 | 0.048342 | 0.14 | 0 | 0.23 | 0 | 0
|  |  | 7 | 0 | 4.582 | 0.14 | 0 | 0.23 | 0 | 0
|  |  | 8 | 0 | 0.048342 | 0.14 | 0 | 0.23 | 0 | 0
|  |  | 9 | 0 | 0.048342 | 0.14 | 0 | 0.23 | 0 | 0
|  |  | 10 | 0 | 0.048342 | 0.14 | 0 | 0.23 | 0 | 0
|  |  | 11 | 0 | 0.048342 | 0.14 | 0 | 0.23 | 0 | 0
|  |  | 12 | 0 | 0 | 0.14 | 0 | 0.23 | 0 | 0
|  |  | 13 | 0 | 5.5889 | 0.14 | 0 | 0.23 | 0 | 0
|  |  | 14 | 0 | 0 | 0.14 | 0 | 0.23 | 0 | 0
|  |  | 15 | 0 | 0 | 0.14 | 0 | 0.23 | 0 | 0
|  |  | 16 | 0 | 0 | 0.14 | 0 | 0.23 | 0 | 0
|  |  | 17 | 0 | 0 | 0.14 | 0 | 0.23 | 0 | 0
|  |  | 18 | 0 | 0 | 0.14 | 0 | 0.23 | 0 | 0
|  |  | 19 | 0 | 0 | 0.14 | 0 | 0.23 | 0 | 0
|  |  | 20 | 0 | 7.1276 | 0.14 | 0 | 0.23 | 0 | 0
|  |  | 21 | 0 | 0.048342 | 0.14 | 0 | 0.23 | 0 | 0
|  |  | 22 | 0 | 0.048342 | 0.14 | 0 | 0.23 | 0 | 0
|  |  | 23 | 0 | 0.048342 | 0.14 | 0 | 0.23 | 0 | 0
|  |  | 24 | 0 | 0.048342 | 0.14 | 0 | 0.23 | 0 | 0
|  | 11 | 1 | 0 | 0.048342 | 0.14 | 0 | 0.23 | 0 | 0
|  |  | 2 | 0 | 0.048342 | 0.14 | 0 | 0.23 | 0 | 0
|  |  | 3 | 0 | 0.048342 | 0.14 | 0 | 0.23 | 0 | 0
|  |  | 4 | 0 | 0.048342 | 0.14 | 0 | 0.23 | 0 | 0
|  |  | 5 | 0 | 0.048342 | 0.14 | 0 | 0.23 | 0 | 0
|  |  | 6 | 0 | 0.048342 | 0.14 | 0 | 0.23 | 0 | 0
|  |  | 7 | 0 | 4.582 | 0.14 | 0 | 0.23 | 0 | 0
|  |  | 8 | 0 | 0 | 0.14 | 0 | 0.23 | 0 | 0
|  |  | 9 | 0 | 0 | 0.14 | 0 | 0.23 | 0 | 0
|  |  | 10 | 0 | 0 | 0.14 | 0 | 0.23 | 0 | 0
|  |  | 11 | 0 | 0 | 0.14 | 0 | 0.23 | 0 | 0
|  |  | 12 | 0 | 0 | 0.14 | 0 | 0.23 | 0 | 0
|  |  | 13 | 0 | 0 | 0.14 | 0 | 0.23 | 0 | 0
|  |  | 14 | 0 | 0 | 0.14 | 0 | 0.23 | 0 | 0
|  |  | 15 | 0 | 0 | 0.14 | 0 | 0.23 | 0 | 0
|  |  | 16 | 0 | 0 | 0.14 | 0 | 0.23 | 0 | 0
|  |  | 17 | 0 | 0 | 0.14 | 0 | 0.23 | 0 | 0
|  |  | 18 | 0 | 0 | 0.14 | 0 | 0.23 | 0 | 0
|  |  | 19 | 0 | 0 | 0.14 | 0 | 0.23 | 0 | 0
|  |  | 20 | 0 | 7.2266 | 0.14 | 0 | 0.23 | 0 | 0
|  |  | 21 | 0 | 0.048342 | 0.14 | 0 | 0.23 | 0 | 0
|  |  | 22 | 0 | 0.048342 | 0.14 | 0 | 0.23 | 0 | 0
|  |  | 23 | 0 | 0.048342 | 0.14 | 0 | 0.23 | 0 | 0
|  |  | 24 | 0 | 0.048342 | 0.14 | 0 | 0.23 | 0 | 0
|  | 12 | 1 | 0 | 0.048342 | 0.14 | 0 | 0.23 | 0 | 0
|  |  | 2 | 0 | 0.048342 | 0.14 | 0 | 0.23 | 0 | 0
|  |  | 3 | 0 | 0.048342 | 0.14 | 0 | 0.23 | 0 | 0
|  |  | 4 | 0 | 0.048342 | 0.14 | 0 | 0.23 | 0 | 0
|  |  | 5 | 0 | 0.048342 | 0.14 | 0 | 0.23 | 0 | 0
|  |  | 6 | 0 | 0.048342 | 0.14 | 0 | 0.23 | 0 | 0
|  |  | 7 | 0 | 4.2318 | 0.14 | 0 | 0.23 | 0 | 0
|  |  | 8 | 0 | 0 | 0.14 | 0 | 0.23 | 0 | 0
|  |  | 9 | 0 | 0 | 0.14 | 0 | 0.23 | 0 | 0
|  |  | 10 | 0 | 0 | 0.14 | 0 | 0.23 | 0 | 0
|  |  | 11 | 0 | 0 | 0.14 | 0 | 0.23 | 0 | 0
|  |  | 12 | 0 | 0 | 0.14 | 0 | 0.23 | 0 | 0
|  |  | 13 | 0 | 0 | 0.14 | 0 | 0.23 | 0 | 0
|  |  | 14 | 0 | 0 | 0.14 | 0 | 0.23 | 0 | 0
|  |  | 15 | 0 | 0 | 0.14 | 0 | 0.23 | 0 | 0
|  |  | 16 | 0 | 0 | 0.14 | 0 | 0.23 | 0 | 0
|  |  | 17 | 0 | 0 | 0.14 | 0 | 0.23 | 0 | 0
|  |  | 18 | 0 | 0 | 0.14 | 0 | 0.23 | 0 | 0
|  |  | 19 | 0 | 0 | 0.14 | 0 | 0.23 | 0 | 0
|  |  | 20 | 0 | 2.0215 | 0.14 | 0 | 0.23 | 0 | 0
|  |  | 21 | 0 | 0.048342 | 0.14 | 0 | 0.23 | 0 | 0
|  |  | 22 | 0 | 0.048342 | 0.14 | 0 | 0.23 | 0 | 0
|  |  | 23 | 0 | 0.048342 | 0.14 | 0 | 0.23 | 0 | 0
|  |  | 24 | 0 | 0.048342 | 0.14 | 0 | 0.23 | 0 | 0
|  | 13 | 1 | 0 | 27.1577 | 0 | 0 | 0 | 0 | 0
|  | 14 | 1 | 0 | 3.7084 | 0 | 0 | 0 | 0 | 0
| Network | 1 | 1 | 0 | 34.614 | 0.14 | 0 | 0.23 | 0 | 0
|  |  | 2 | 0 | 33.2979 | 0.14 | 0 | 0.23 | 0 | 0
|  |  | 3 | 0 | 31.998 | 0.14 | 0 | 0.23 | 0 | 0
|  |  | 4 | 0 | 31.738 | 0.14 | 0 | 0.23 | 0 | 0
|  |  | 5 | 0 | 31.478 | 0.14 | 0 | 0.23 | 0 | 0
|  |  | 6 | 0 | 31.2343 | 0.14 | 0 | 0.23 | 0 | 0
|  |  | 7 | 0 | 34.7085 | 0.14 | 0 | 0.23 | 0 | 0
|  |  | 8 | 0 | 28.7259 | 0.14 | 0 | 0.23 | 0 | 0
|  |  | 9 | 0 | 28.2485 | 0.14 | 0 | 0.23 | 0 | 0
|  |  | 10 | 0 | 25.4807 | 0.14 | 0 | 0.23 | 0 | 0
|  |  | 11 | 0 | 22.1841 | 0.14 | 0 | 0.23 | 0 | 0
|  |  | 12 | 0 | 19.4066 | 0.14 | 0 | 0.23 | 0 | 0
|  |  | 13 | 0 | 21.8665 | 0.14 | 0 | 0.23 | 0 | 0
|  |  | 14 | 0 | 10.3805 | 0.14 | 0 | 0.23 | 0 | 0
|  |  | 15 | 0 | 0.048342 | 0.14 | 0 | 0.23 | 0 | 0
|  |  | 16 | 0 | 0.048342 | 0.14 | 0 | 0.23 | 0 | 0
|  |  | 17 | 0 | 7.171 | 0.14 | 0 | 0.23 | 0 | 0
|  |  | 18 | 0 | 25.7615 | 0.14 | 0 | 0.23 | 0 | 0
|  |  | 19 | 0 | 32.4912 | 0.14 | 0 | 0.23 | 0 | 0
|  |  | 20 | 0 | 34.9106 | 0.14 | 0 | 0.23 | 0 | 0
|  |  | 21 | 0 | 27.6958 | 0.14 | 0 | 0.23 | 0 | 0
|  |  | 22 | 0 | 28.0332 | 0.14 | 0 | 0.23 | 0 | 0
|  |  | 23 | 0 | 28.1957 | 0.14 | 0 | 0.23 | 0 | 0
|  |  | 24 | 0 | 28.3419 | 0.14 | 0 | 0.23 | 0 | 0
|  | 2 | 1 | 0 | 31.9167 | 0.14 | 0 | 0.23 | 0 | 0
|  |  | 2 | 0 | 31.348 | 0.14 | 0 | 0.23 | 0 | 0
|  |  | 3 | 0 | 30.7955 | 0.14 | 0 | 0.23 | 0 | 0
|  |  | 4 | 0 | 30.9093 | 0.14 | 0 | 0.23 | 0 | 0
|  |  | 5 | 0 | 31.0393 | 0.14 | 0 | 0.23 | 0 | 0
|  |  | 6 | 0 | 31.1693 | 0.14 | 0 | 0.23 | 0 | 0
|  |  | 7 | 0 | 33.9611 | 0.14 | 0 | 0.23 | 0 | 0
|  |  | 8 | 0 | 27.2798 | 0.14 | 0 | 0.23 | 0 | 0
|  |  | 9 | 0 | 26.3117 | 0.14 | 0 | 0.23 | 0 | 0
|  |  | 10 | 0 | 22.5289 | 0.14 | 0 | 0.23 | 0 | 0
|  |  | 11 | 0 | 18.5503 | 0.14 | 0 | 0.23 | 0 | 0
|  |  | 12 | 0 | 14.7883 | 0.14 | 0 | 0.23 | 0 | 0
|  |  | 13 | 0 | 18.6526 | 0.14 | 0 | 0.23 | 0 | 0
|  |  | 14 | 0 | 12.6454 | 0.14 | 0 | 0.23 | 0 | 0
|  |  | 15 | 0 | 13.4588 | 0.14 | 0 | 0.23 | 0 | 0
|  |  | 16 | 0 | 17.7355 | 0.14 | 0 | 0.23 | 0 | 0
|  |  | 17 | 0 | 22.1735 | 0.14 | 0 | 0.23 | 0 | 0
|  |  | 18 | 0 | 25.1187 | 0.14 | 0 | 0.23 | 0 | 0
|  |  | 19 | 0 | 32.475 | 0.14 | 0 | 0.23 | 0 | 0
|  |  | 20 | 0 | 35.7556 | 0.14 | 0 | 0.23 | 0 | 0
|  |  | 21 | 0 | 29.402 | 0.14 | 0 | 0.23 | 0 | 0
|  |  | 22 | 0 | 29.8693 | 0.14 | 0 | 0.23 | 0 | 0
|  |  | 23 | 0 | 30.1456 | 0.14 | 0 | 0.23 | 0 | 0
|  |  | 24 | 0 | 30.4218 | 0.14 | 0 | 0.23 | 0 | 0
|  | 3 | 1 | 0 | 33.9153 | 0.14 | 0 | 0.23 | 0 | 0
|  |  | 2 | 0 | 34.7115 | 0.14 | 0 | 0.23 | 0 | 0
|  |  | 3 | 0 | 35.4915 | 0.14 | 0 | 0.23 | 0 | 0
|  |  | 4 | 0 | 35.589 | 0.14 | 0 | 0.23 | 0 | 0
|  |  | 5 | 0 | 35.6865 | 0.14 | 0 | 0.23 | 0 | 0
|  |  | 6 | 0 | 35.784 | 0.14 | 0 | 0.23 | 0 | 0
|  |  | 7 | 0 | 39.5832 | 0.14 | 0 | 0.23 | 0 | 0
|  |  | 8 | 0 | 33.9094 | 0.14 | 0 | 0.23 | 0 | 0
|  |  | 9 | 0 | 33.9906 | 0.14 | 0 | 0.23 | 0 | 0
|  |  | 10 | 0 | 32.7175 | 0.14 | 0 | 0.23 | 0 | 0
|  |  | 11 | 0 | 30.6042 | 0.14 | 0 | 0.23 | 0 | 0
|  |  | 12 | 0 | 28.3569 | 0.14 | 0 | 0.23 | 0 | 0
|  |  | 13 | 0 | 31.6528 | 0.14 | 0 | 0.23 | 0 | 0
|  |  | 14 | 0 | 25.5471 | 0.14 | 0 | 0.23 | 0 | 0
|  |  | 15 | 0 | 26.9863 | 0.14 | 0 | 0.23 | 0 | 0
|  |  | 16 | 0 | 30.1839 | 0.14 | 0 | 0.23 | 0 | 0
|  |  | 17 | 0 | 33.2328 | 0.14 | 0 | 0.23 | 0 | 0
|  |  | 18 | 0 | 33.7631 | 0.14 | 0 | 0.23 | 0 | 0
|  |  | 19 | 0 | 40.5345 | 0.14 | 0 | 0.23 | 0 | 0
|  |  | 20 | 0 | 43.2301 | 0.14 | 0 | 0.23 | 0 | 0
|  |  | 21 | 0 | 36.2753 | 0.14 | 0 | 0.23 | 0 | 0
|  |  | 22 | 0 | 36.9051 | 0.14 | 0 | 0.23 | 0 | 0
|  |  | 23 | 0 | 37.3439 | 0.14 | 0 | 0.23 | 0 | 0
|  |  | 24 | 0 | 37.7826 | 0.14 | 0 | 0.23 | 0 | 0
|  | 4 | 1 | 0 | 47.337 | 0.14 | 0 | 0.23 | 0 | 0
|  |  | 2 | 0 | 47.3045 | 0.14 | 0 | 0.23 | 0 | 0
|  |  | 3 | 0 | 47.2557 | 0.14 | 0 | 0.23 | 0 | 0
|  |  | 4 | 0 | 46.817 | 0.14 | 0 | 0.23 | 0 | 0
|  |  | 5 | 0 | 46.362 | 0.14 | 0 | 0.23 | 0 | 0
|  |  | 6 | 0 | 45.9233 | 0.14 | 0 | 0.23 | 0 | 0
|  |  | 7 | 0 | 47.5615 | 0.14 | 0 | 0.23 | 0 | 0
|  |  | 8 | 0 | 38.7182 | 0.14 | 0 | 0.23 | 0 | 0
|  |  | 9 | 0 | 33.7206 | 0.14 | 0 | 0.23 | 0 | 0
|  |  | 10 | 0 | 30.7059 | 0.14 | 0 | 0.23 | 0 | 0
|  |  | 11 | 0 | 27.8874 | 0.14 | 0 | 0.23 | 0 | 0
|  |  | 12 | 0 | 25.2105 | 0.14 | 0 | 0.23 | 0 | 0
|  |  | 13 | 0 | 30.0399 | 0.14 | 0 | 0.23 | 0 | 0
|  |  | 14 | 0 | 7.5846 | 0.14 | 0 | 0.23 | 0 | 0
|  |  | 15 | 0 | 0.048342 | 0.14 | 0 | 0.23 | 0 | 0
|  |  | 16 | 0 | 0.048342 | 0.14 | 0 | 0.23 | 0 | 0
|  |  | 17 | 0 | 0.048342 | 0.14 | 0 | 0.23 | 0 | 0
|  |  | 18 | 0 | 0.048342 | 0.14 | 0 | 0.23 | 0 | 0
|  |  | 19 | 0 | 13.4243 | 0.14 | 0 | 0.23 | 0 | 0
|  |  | 20 | 0 | 40.0128 | 0.14 | 0 | 0.23 | 0 | 0
|  |  | 21 | 0 | 32.7492 | 0.14 | 0 | 0.23 | 0 | 0
|  |  | 22 | 0 | 33.2004 | 0.14 | 0 | 0.23 | 0 | 0
|  |  | 23 | 0 | 33.4766 | 0.14 | 0 | 0.23 | 0 | 0
|  |  | 24 | 0 | 33.7528 | 0.14 | 0 | 0.23 | 0 | 0
|  | 5 | 1 | 0 | 15.3103 | 0.14 | 0 | 0.23 | 0 | 0
|  |  | 2 | 0 | 15.8952 | 0.14 | 0 | 0.23 | 0 | 0
|  |  | 3 | 0 | 16.4802 | 0.14 | 0 | 0.23 | 0 | 0
|  |  | 4 | 0 | 17.0652 | 0.14 | 0 | 0.23 | 0 | 0
|  |  | 5 | 0 | 17.6501 | 0.14 | 0 | 0.23 | 0 | 0
|  |  | 6 | 0 | 18.2513 | 0.14 | 0 | 0.23 | 0 | 0
|  |  | 7 | 0 | 23.123 | 0.14 | 0 | 0.23 | 0 | 0
|  |  | 8 | 0 | 18.5216 | 0.14 | 0 | 0.23 | 0 | 0
|  |  | 9 | 0 | 7.9673 | 0.14 | 0 | 0.23 | 0 | 0
|  |  | 10 | 0 | 2.875 | 0.14 | 0 | 0.23 | 0 | 0
|  |  | 11 | 0 | 0.048342 | 0.14 | 0 | 0.23 | 0 | 0
|  |  | 12 | 0 | 0 | 0.14 | 0 | 0.23 | 0 | 0
|  |  | 13 | 0 | 4.7947 | 0.14 | 0 | 0.23 | 0 | 0
|  |  | 14 | 0 | 0 | 0.14 | 0 | 0.23 | 0 | 0
|  |  | 15 | 0 | 0 | 0.14 | 0 | 0.23 | 0 | 0
|  |  | 16 | 0 | 0 | 0.14 | 0 | 0.23 | 0 | 0
|  |  | 17 | 0 | 0 | 0.14 | 0 | 0.23 | 0 | 0
|  |  | 18 | 0 | 0 | 0.14 | 0 | 0.23 | 0 | 0
|  |  | 19 | 0 | 4.9007 | 0.14 | 0 | 0.23 | 0 | 0
|  |  | 20 | 0 | 7.6044 | 0.14 | 0 | 0.23 | 0 | 0
|  |  | 21 | 0 | 0.048342 | 0.14 | 0 | 0.23 | 0 | 0
|  |  | 22 | 0 | 0.048342 | 0.14 | 0 | 0.23 | 0 | 0
|  |  | 23 | 0 | 0.048342 | 0.14 | 0 | 0.23 | 0 | 0
|  |  | 24 | 0 | 2.9018 | 0.14 | 0 | 0.23 | 0 | 0
|  | 6 | 1 | 0 | 22.5736 | 0.14 | 0 | 0.23 | 0 | 0
|  |  | 2 | 0 | 23.0285 | 0.14 | 0 | 0.23 | 0 | 0
|  |  | 3 | 0 | 23.4673 | 0.14 | 0 | 0.23 | 0 | 0
|  |  | 4 | 0 | 23.9222 | 0.14 | 0 | 0.23 | 0 | 0
|  |  | 5 | 0 | 24.3772 | 0.14 | 0 | 0.23 | 0 | 0
|  |  | 6 | 0 | 24.8159 | 0.14 | 0 | 0.23 | 0 | 0
|  |  | 7 | 0 | 29.5576 | 0.14 | 0 | 0.23 | 0 | 0
|  |  | 8 | 0 | 24.8262 | 0.14 | 0 | 0.23 | 0 | 0
|  |  | 9 | 0 | 14.0626 | 0.14 | 0 | 0.23 | 0 | 0
|  |  | 10 | 0 | 9.805 | 0.14 | 0 | 0.23 | 0 | 0
|  |  | 11 | 0 | 5.3738 | 0.14 | 0 | 0.23 | 0 | 0
|  |  | 12 | 0 | 1.85 | 0.14 | 0 | 0.23 | 0 | 0
|  |  | 13 | 0 | 0.84681 | 0.14 | 0 | 0.23 | 0 | 0
|  |  | 14 | 0 | 0.36127 | 0.14 | 0 | 0.23 | 0 | 0
|  |  | 15 | 0 | 1.1043 | 0.14 | 0 | 0.23 | 0 | 0
|  |  | 16 | 0 | 5.0603 | 0.14 | 0 | 0.23 | 0 | 0
|  |  | 17 | 0 | 9.0141 | 0.14 | 0 | 0.23 | 0 | 0
|  |  | 18 | 0 | 11.4212 | 0.14 | 0 | 0.23 | 0 | 0
|  |  | 19 | 0 | 16.9914 | 0.14 | 0 | 0.23 | 0 | 0
|  |  | 20 | 0 | 24.3651 | 0.14 | 0 | 0.23 | 0 | 0
|  |  | 21 | 0 | 19.1326 | 0.14 | 0 | 0.23 | 0 | 0
|  |  | 22 | 0 | 20.1037 | 0.14 | 0 | 0.23 | 0 | 0
|  |  | 23 | 0 | 20.8999 | 0.14 | 0 | 0.23 | 0 | 0
|  |  | 24 | 0 | 21.6799 | 0.14 | 0 | 0.23 | 0 | 0
|  | 7 | 1 | 0 | 0.048342 | 0.14 | 0 | 0.23 | 0 | 0
|  |  | 2 | 0 | 0.048342 | 0.14 | 0 | 0.23 | 0 | 0
|  |  | 3 | 0 | 0.048342 | 0.14 | 0 | 0.23 | 0 | 0
|  |  | 4 | 0 | 0.048342 | 0.14 | 0 | 0.23 | 0 | 0
|  |  | 5 | 0 | 0.048342 | 0.14 | 0 | 0.23 | 0 | 0
|  |  | 6 | 0 | 0.048342 | 0.14 | 0 | 0.23 | 0 | 0
|  |  | 7 | 0 | 4.582 | 0.14 | 0 | 0.23 | 0 | 0
|  |  | 8 | 0 | 0.048342 | 0.14 | 0 | 0.23 | 0 | 0
|  |  | 9 | 0 | 0.048342 | 0.14 | 0 | 0.23 | 0 | 0
|  |  | 10 | 0 | 0.048342 | 0.14 | 0 | 0.23 | 0 | 0
|  |  | 11 | 0 | 0 | 0.14 | 0 | 0.23 | 0 | 0
|  |  | 12 | 0 | 0.0040179 | 0.14 | 0 | 0.23 | 0 | 0
|  |  | 13 | 0 | 6.0248 | 0.14 | 0 | 0.23 | 0 | 0
|  |  | 14 | 0 | 0.048342 | 0.14 | 0 | 0.23 | 0 | 0
|  |  | 15 | 0 | 0.048342 | 0.14 | 0 | 0.23 | 0 | 0
|  |  | 16 | 0 | 0.048342 | 0.14 | 0 | 0.23 | 0 | 0
|  |  | 17 | 0 | 0.048342 | 0.14 | 0 | 0.23 | 0 | 0
|  |  | 18 | 0 | 0.048342 | 0.14 | 0 | 0.23 | 0 | 0
|  |  | 19 | 0 | 6.0932 | 0.14 | 0 | 0.23 | 0 | 0
|  |  | 20 | 0 | 7.6044 | 0.14 | 0 | 0.23 | 0 | 0
|  |  | 21 | 0 | 0.048342 | 0.14 | 0 | 0.23 | 0 | 0
|  |  | 22 | 0 | 0.048342 | 0.14 | 0 | 0.23 | 0 | 0
|  |  | 23 | 0 | 0.048342 | 0.14 | 0 | 0.23 | 0 | 0
|  |  | 24 | 0 | 0.048342 | 0.14 | 0 | 0.23 | 0 | 0
|  | 8 | 1 | 0 | 0.048342 | 0.14 | 0 | 0.23 | 0 | 0
|  |  | 2 | 0 | 0.048342 | 0.14 | 0 | 0.23 | 0 | 0
|  |  | 3 | 0 | 0.048342 | 0.14 | 0 | 0.23 | 0 | 0
|  |  | 4 | 0 | 0.048342 | 0.14 | 0 | 0.23 | 0 | 0
|  |  | 5 | 0 | 0.048342 | 0.14 | 0 | 0.23 | 0 | 0
|  |  | 6 | 0 | 0.048342 | 0.14 | 0 | 0.23 | 0 | 0
|  |  | 7 | 0 | 4.582 | 0.14 | 0 | 0.23 | 0 | 0
|  |  | 8 | 0 | 0 | 0.14 | 0 | 0.23 | 0 | 0
|  |  | 9 | 0 | 0 | 0.14 | 0 | 0.23 | 0 | 0
|  |  | 10 | 0 | 0 | 0.14 | 0 | 0.23 | 0 | 0
|  |  | 11 | 0 | 0 | 0.14 | 0 | 0.23 | 0 | 0
|  |  | 12 | 0 | 0 | 0.14 | 0 | 0.23 | 0 | 0
|  |  | 13 | 0 | 0 | 0.14 | 0 | 0.23 | 0 | 0
|  |  | 14 | 0 | 0 | 0.14 | 0 | 0.23 | 0 | 0
|  |  | 15 | 0 | 0 | 0.14 | 0 | 0.23 | 0 | 0
|  |  | 16 | 0 | 0 | 0.14 | 0 | 0.23 | 0 | 0
|  |  | 17 | 0 | 0 | 0.14 | 0 | 0.23 | 0 | 0
|  |  | 18 | 0 | 0 | 0.14 | 0 | 0.23 | 0 | 0
|  |  | 19 | 0 | 0 | 0.14 | 0 | 0.23 | 0 | 0
|  |  | 20 | 0 | 2.4117 | 0.14 | 0 | 0.23 | 0 | 0
|  |  | 21 | 0 | 0.048342 | 0.14 | 0 | 0.23 | 0 | 0
|  |  | 22 | 0 | 0.048342 | 0.14 | 0 | 0.23 | 0 | 0
|  |  | 23 | 0 | 0.048342 | 0.14 | 0 | 0.23 | 0 | 0
|  |  | 24 | 0 | 0.048342 | 0.14 | 0 | 0.23 | 0 | 0
|  | 9 | 1 | 0 | 0.048342 | 0.14 | 0 | 0.23 | 0 | 0
|  |  | 2 | 0 | 0.048342 | 0.14 | 0 | 0.23 | 0 | 0
|  |  | 3 | 0 | 0.048342 | 0.14 | 0 | 0.23 | 0 | 0
|  |  | 4 | 0 | 0.048342 | 0.14 | 0 | 0.23 | 0 | 0
|  |  | 5 | 0 | 0.048342 | 0.14 | 0 | 0.23 | 0 | 0
|  |  | 6 | 0 | 0.048342 | 0.14 | 0 | 0.23 | 0 | 0
|  |  | 7 | 0 | 4.582 | 0.14 | 0 | 0.23 | 0 | 0
|  |  | 8 | 0 | 0 | 0.14 | 0 | 0.23 | 0 | 0
|  |  | 9 | 0 | 0 | 0.14 | 0 | 0.23 | 0 | 0
|  |  | 10 | 0 | 0 | 0.14 | 0 | 0.23 | 0 | 0
|  |  | 11 | 0 | 0 | 0.14 | 0 | 0.23 | 0 | 0
|  |  | 12 | 0 | 0 | 0.14 | 0 | 0.23 | 0 | 0
|  |  | 13 | 0 | 0 | 0.14 | 0 | 0.23 | 0 | 0
|  |  | 14 | 0 | 0 | 0.14 | 0 | 0.23 | 0 | 0
|  |  | 15 | 0 | 0 | 0.14 | 0 | 0.23 | 0 | 0
|  |  | 16 | 0 | 0 | 0.14 | 0 | 0.23 | 0 | 0
|  |  | 17 | 0 | 0 | 0.14 | 0 | 0.23 | 0 | 0
|  |  | 18 | 0 | 0 | 0.14 | 0 | 0.23 | 0 | 0
|  |  | 19 | 0 | 0 | 0.14 | 0 | 0.23 | 0 | 0
|  |  | 20 | 0 | 3.1954 | 0.14 | 0 | 0.23 | 0 | 0
|  |  | 21 | 0 | 0.048342 | 0.14 | 0 | 0.23 | 0 | 0
|  |  | 22 | 0 | 0.048342 | 0.14 | 0 | 0.23 | 0 | 0
|  |  | 23 | 0 | 0.048342 | 0.14 | 0 | 0.23 | 0 | 0
|  |  | 24 | 0 | 0.048342 | 0.14 | 0 | 0.23 | 0 | 0
|  | 10 | 1 | 0 | 0.048342 | 0.14 | 0 | 0.23 | 0 | 0
|  |  | 2 | 0 | 0.048342 | 0.14 | 0 | 0.23 | 0 | 0
|  |  | 3 | 0 | 0.048342 | 0.14 | 0 | 0.23 | 0 | 0
|  |  | 4 | 0 | 0.048342 | 0.14 | 0 | 0.23 | 0 | 0
|  |  | 5 | 0 | 0.048342 | 0.14 | 0 | 0.23 | 0 | 0
|  |  | 6 | 0 | 0.048342 | 0.14 | 0 | 0.23 | 0 | 0
|  |  | 7 | 0 | 4.582 | 0.14 | 0 | 0.23 | 0 | 0
|  |  | 8 | 0 | 0.048342 | 0.14 | 0 | 0.23 | 0 | 0
|  |  | 9 | 0 | 0.048342 | 0.14 | 0 | 0.23 | 0 | 0
|  |  | 10 | 0 | 0.048342 | 0.14 | 0 | 0.23 | 0 | 0
|  |  | 11 | 0 | 0.048342 | 0.14 | 0 | 0.23 | 0 | 0
|  |  | 12 | 0 | 0 | 0.14 | 0 | 0.23 | 0 | 0
|  |  | 13 | 0 | 5.5889 | 0.14 | 0 | 0.23 | 0 | 0
|  |  | 14 | 0 | 0 | 0.14 | 0 | 0.23 | 0 | 0
|  |  | 15 | 0 | 0 | 0.14 | 0 | 0.23 | 0 | 0
|  |  | 16 | 0 | 0 | 0.14 | 0 | 0.23 | 0 | 0
|  |  | 17 | 0 | 0 | 0.14 | 0 | 0.23 | 0 | 0
|  |  | 18 | 0 | 0 | 0.14 | 0 | 0.23 | 0 | 0
|  |  | 19 | 0 | 0 | 0.14 | 0 | 0.23 | 0 | 0
|  |  | 20 | 0 | 7.1276 | 0.14 | 0 | 0.23 | 0 | 0
|  |  | 21 | 0 | 0.048342 | 0.14 | 0 | 0.23 | 0 | 0
|  |  | 22 | 0 | 0.048342 | 0.14 | 0 | 0.23 | 0 | 0
|  |  | 23 | 0 | 0.048342 | 0.14 | 0 | 0.23 | 0 | 0
|  |  | 24 | 0 | 0.048342 | 0.14 | 0 | 0.23 | 0 | 0
|  | 11 | 1 | 0 | 0.048342 | 0.14 | 0 | 0.23 | 0 | 0
|  |  | 2 | 0 | 0.048342 | 0.14 | 0 | 0.23 | 0 | 0
|  |  | 3 | 0 | 0.048342 | 0.14 | 0 | 0.23 | 0 | 0
|  |  | 4 | 0 | 0.048342 | 0.14 | 0 | 0.23 | 0 | 0
|  |  | 5 | 0 | 0.048342 | 0.14 | 0 | 0.23 | 0 | 0
|  |  | 6 | 0 | 0.048342 | 0.14 | 0 | 0.23 | 0 | 0
|  |  | 7 | 0 | 4.582 | 0.14 | 0 | 0.23 | 0 | 0
|  |  | 8 | 0 | 0 | 0.14 | 0 | 0.23 | 0 | 0
|  |  | 9 | 0 | 0 | 0.14 | 0 | 0.23 | 0 | 0
|  |  | 10 | 0 | 0 | 0.14 | 0 | 0.23 | 0 | 0
|  |  | 11 | 0 | 0 | 0.14 | 0 | 0.23 | 0 | 0
|  |  | 12 | 0 | 0 | 0.14 | 0 | 0.23 | 0 | 0
|  |  | 13 | 0 | 0 | 0.14 | 0 | 0.23 | 0 | 0
|  |  | 14 | 0 | 0 | 0.14 | 0 | 0.23 | 0 | 0
|  |  | 15 | 0 | 0 | 0.14 | 0 | 0.23 | 0 | 0
|  |  | 16 | 0 | 0 | 0.14 | 0 | 0.23 | 0 | 0
|  |  | 17 | 0 | 0 | 0.14 | 0 | 0.23 | 0 | 0
|  |  | 18 | 0 | 0 | 0.14 | 0 | 0.23 | 0 | 0
|  |  | 19 | 0 | 0 | 0.14 | 0 | 0.23 | 0 | 0
|  |  | 20 | 0 | 7.2266 | 0.14 | 0 | 0.23 | 0 | 0
|  |  | 21 | 0 | 0.048342 | 0.14 | 0 | 0.23 | 0 | 0
|  |  | 22 | 0 | 0.048342 | 0.14 | 0 | 0.23 | 0 | 0
|  |  | 23 | 0 | 0.048342 | 0.14 | 0 | 0.23 | 0 | 0
|  |  | 24 | 0 | 0.048342 | 0.14 | 0 | 0.23 | 0 | 0
|  | 12 | 1 | 0 | 0.048342 | 0.14 | 0 | 0.23 | 0 | 0
|  |  | 2 | 0 | 0.048342 | 0.14 | 0 | 0.23 | 0 | 0
|  |  | 3 | 0 | 0.048342 | 0.14 | 0 | 0.23 | 0 | 0
|  |  | 4 | 0 | 0.048342 | 0.14 | 0 | 0.23 | 0 | 0
|  |  | 5 | 0 | 0.048342 | 0.14 | 0 | 0.23 | 0 | 0
|  |  | 6 | 0 | 0.048342 | 0.14 | 0 | 0.23 | 0 | 0
|  |  | 7 | 0 | 4.2318 | 0.14 | 0 | 0.23 | 0 | 0
|  |  | 8 | 0 | 0 | 0.14 | 0 | 0.23 | 0 | 0
|  |  | 9 | 0 | 0 | 0.14 | 0 | 0.23 | 0 | 0
|  |  | 10 | 0 | 0 | 0.14 | 0 | 0.23 | 0 | 0
|  |  | 11 | 0 | 0 | 0.14 | 0 | 0.23 | 0 | 0
|  |  | 12 | 0 | 0 | 0.14 | 0 | 0.23 | 0 | 0
|  |  | 13 | 0 | 0 | 0.14 | 0 | 0.23 | 0 | 0
|  |  | 14 | 0 | 0 | 0.14 | 0 | 0.23 | 0 | 0
|  |  | 15 | 0 | 0 | 0.14 | 0 | 0.23 | 0 | 0
|  |  | 16 | 0 | 0 | 0.14 | 0 | 0.23 | 0 | 0
|  |  | 17 | 0 | 0 | 0.14 | 0 | 0.23 | 0 | 0
|  |  | 18 | 0 | 0 | 0.14 | 0 | 0.23 | 0 | 0
|  |  | 19 | 0 | 0 | 0.14 | 0 | 0.23 | 0 | 0
|  |  | 20 | 0 | 2.0215 | 0.14 | 0 | 0.23 | 0 | 0
|  |  | 21 | 0 | 0.048342 | 0.14 | 0 | 0.23 | 0 | 0
|  |  | 22 | 0 | 0.048342 | 0.14 | 0 | 0.23 | 0 | 0
|  |  | 23 | 0 | 0.048342 | 0.14 | 0 | 0.23 | 0 | 0
|  |  | 24 | 0 | 0.048342 | 0.14 | 0 | 0.23 | 0 | 0
|  | 13 | 1 | 0 | 27.1577 | 0 | 0 | 0 | 0 | 0
|  | 14 | 1 | 0 | 3.7084 | 0 | 0 | 0 | 0 | 0

## df_Time
Period | dp | TimeEnd | dt
1 | 16 | 24 | 1
2 | 37 | 24 | 1
3 | 21 | 24 | 1
4 | 12 | 24 | 1
5 | 39 | 24 | 1
6 | 45 | 24 | 1
7 | 32 | 24 | 1
8 | 42 | 24 | 1
9 | 31 | 24 | 1
10 | 29 | 24 | 1
11 | 47 | 24 | 1
12 | 14 | 24 | 1
13 | 0 | 1 | 1
14 | 0 | 1 | 1

## df_storage
Layer | Unit | hour_year | BAT_E_stored_IP | HS_E_stored_IP
Building1 | BESS_IP_Building1 | 1 | 26.7892 | 0
|  | 2 | 26.0088 | 0
|  | 3 | 25.2284 | 0
|  | 4 | 24.4481 | 0
|  | 5 | 23.6679 | 0
|  | 6 | 22.8877 | 0
|  | 7 | 21.3293 | 0
|  | 8 | 14.9736 | 0
|  | 9 | 12.9113 | 0
|  | 10 | 12.9113 | 0
|  | 11 | 12.9113 | 0
|  | 12 | 12.9112 | 0
|  | 13 | 12.9112 | 0
|  | 14 | 12.9112 | 0
|  | 15 | 14.0084 | 0
|  | 16 | 37.4605 | 0
|  | 17 | 48.5691 | 0
|  | 18 | 49.459 | 0
|  | 19 | 47.3939 | 0
|  | 20 | 40.6593 | 0
|  | 21 | 32.4961 | 0
|  | 22 | 30.56 | 0
|  | 23 | 29.0009 | 0
|  | 24 | 27.442 | 0
|  | 25 | 26.6615 | 0
|  | 26 | 25.8811 | 0
|  | 27 | 25.1008 | 0
|  | 28 | 24.3205 | 0
|  | 29 | 23.5402 | 0
|  | 30 | 22.76 | 0
|  | 31 | 21.2016 | 0
|  | 32 | 14.846 | 0
|  | 33 | 12.7837 | 0
|  | 34 | 12.7837 | 0
|  | 35 | 12.7837 | 0
|  | 36 | 12.7837 | 0
|  | 37 | 12.7837 | 0
|  | 38 | 12.7837 | 0
|  | 39 | 13.8808 | 0
|  | 40 | 37.3329 | 0
|  | 41 | 48.4416 | 0
|  | 42 | 49.3315 | 0
|  | 43 | 47.2664 | 0
|  | 44 | 40.5318 | 0
|  | 45 | 32.3686 | 0
|  | 46 | 30.4325 | 0
|  | 47 | 28.8735 | 0
|  | 48 | 27.3146 | 0
|  | 49 | 26.5341 | 0
|  | 50 | 25.7537 | 0
|  | 51 | 24.9733 | 0
|  | 52 | 24.193 | 0
|  | 53 | 23.4128 | 0
|  | 54 | 22.6327 | 0
|  | 55 | 21.0743 | 0
|  | 56 | 14.7187 | 0
|  | 57 | 12.6564 | 0
|  | 58 | 12.6564 | 0
|  | 59 | 12.6564 | 0
|  | 60 | 12.6564 | 0
|  | 61 | 12.6564 | 0
|  | 62 | 12.6564 | 0
|  | 63 | 25.3272 | 0
|  | 64 | 41.7195 | 0
|  | 65 | 50.2934 | 0
|  | 66 | 49.3835 | 0
|  | 67 | 47.3184 | 0
|  | 68 | 40.5838 | 0
|  | 69 | 32.4206 | 0
|  | 70 | 30.4845 | 0
|  | 71 | 28.9255 | 0
|  | 72 | 27.3666 | 0
|  | 73 | 26.5861 | 0
|  | 74 | 25.8057 | 0
|  | 75 | 25.0253 | 0
|  | 76 | 24.245 | 0
|  | 77 | 23.4648 | 0
|  | 78 | 22.6846 | 0
|  | 79 | 21.1262 | 0
|  | 80 | 14.7706 | 0
|  | 81 | 12.7083 | 0
|  | 82 | 12.7083 | 0
|  | 83 | 12.7083 | 0
|  | 84 | 12.7083 | 0
|  | 85 | 12.7083 | 0
|  | 86 | 12.7083 | 0
|  | 87 | 25.3791 | 0
|  | 88 | 41.7714 | 0
|  | 89 | 50.3453 | 0
|  | 90 | 49.4354 | 0
|  | 91 | 47.3704 | 0
|  | 92 | 40.6357 | 0
|  | 93 | 32.4726 | 0
|  | 94 | 30.5364 | 0
|  | 95 | 28.9774 | 0
|  | 96 | 27.4185 | 0
|  | 97 | 26.638 | 0
|  | 98 | 25.8576 | 0
|  | 99 | 25.0772 | 0
|  | 100 | 24.2969 | 0
|  | 101 | 23.5167 | 0
|  | 102 | 22.7365 | 0
|  | 103 | 21.1781 | 0
|  | 104 | 14.8225 | 0
|  | 105 | 12.7602 | 0
|  | 106 | 12.7602 | 0
|  | 107 | 12.7602 | 0
|  | 108 | 12.7601 | 0
|  | 109 | 12.7601 | 0
|  | 110 | 12.7601 | 0
|  | 111 | 25.431 | 0
|  | 112 | 41.8232 | 0
|  | 113 | 50.3972 | 0
|  | 114 | 49.4873 | 0
|  | 115 | 47.4222 | 0
|  | 116 | 40.6875 | 0
|  | 117 | 32.5244 | 0
|  | 118 | 30.5882 | 0
|  | 119 | 29.0292 | 0
|  | 120 | 27.4703 | 0
|  | 121 | 26.6898 | 0
|  | 122 | 25.9094 | 0
|  | 123 | 25.129 | 0
|  | 124 | 24.3487 | 0
|  | 125 | 23.5684 | 0
|  | 126 | 22.7883 | 0
|  | 127 | 21.2299 | 0
|  | 128 | 14.8742 | 0
|  | 129 | 12.8119 | 0
|  | 130 | 12.8109 | 0
|  | 131 | 12.8099 | 0
|  | 132 | 18.251 | 0
|  | 133 | 25.8004 | 0
|  | 134 | 34.027 | 0
|  | 135 | 42.0581 | 0
|  | 136 | 47.6542 | 0
|  | 137 | 50.4412 | 0
|  | 138 | 49.5313 | 0
|  | 139 | 47.4662 | 0
|  | 140 | 40.7316 | 0
|  | 141 | 32.5684 | 0
|  | 142 | 30.6323 | 0
|  | 143 | 29.0732 | 0
|  | 144 | 27.5143 | 0
|  | 145 | 26.7338 | 0
|  | 146 | 25.9534 | 0
|  | 147 | 25.173 | 0
|  | 148 | 24.3927 | 0
|  | 149 | 23.6125 | 0
|  | 150 | 22.8323 | 0
|  | 151 | 21.2739 | 0
|  | 152 | 14.9183 | 0
|  | 153 | 12.8559 | 0
|  | 154 | 12.8549 | 0
|  | 155 | 12.8539 | 0
|  | 156 | 18.295 | 0
|  | 157 | 25.8444 | 0
|  | 158 | 34.071 | 0
|  | 159 | 42.1021 | 0
|  | 160 | 47.6982 | 0
|  | 161 | 50.4852 | 0
|  | 162 | 49.5753 | 0
|  | 163 | 47.5102 | 0
|  | 164 | 40.7755 | 0
|  | 165 | 32.6124 | 0
|  | 166 | 30.6762 | 0
|  | 167 | 29.1172 | 0
|  | 168 | 27.5583 | 0
|  | 169 | 26.7778 | 0
|  | 170 | 25.9973 | 0
|  | 171 | 25.217 | 0
|  | 172 | 24.4367 | 0
|  | 173 | 23.6564 | 0
|  | 174 | 22.8762 | 0
|  | 175 | 21.3178 | 0
|  | 176 | 14.9622 | 0
|  | 177 | 12.8999 | 0
|  | 178 | 12.8988 | 0
|  | 179 | 12.8978 | 0
|  | 180 | 17.6409 | 0
|  | 181 | 28.7386 | 0
|  | 182 | 34.5827 | 0
|  | 183 | 42.0648 | 0
|  | 184 | 48.2909 | 0
|  | 185 | 50.3727 | 0
|  | 186 | 49.4628 | 0
|  | 187 | 47.3977 | 0
|  | 188 | 40.663 | 0
|  | 189 | 32.4999 | 0
|  | 190 | 30.5637 | 0
|  | 191 | 29.0047 | 0
|  | 192 | 27.4458 | 0
|  | 193 | 26.6653 | 0
|  | 194 | 25.8849 | 0
|  | 195 | 25.1045 | 0
|  | 196 | 24.3242 | 0
|  | 197 | 23.544 | 0
|  | 198 | 22.7638 | 0
|  | 199 | 21.2054 | 0
|  | 200 | 14.8498 | 0
|  | 201 | 12.7875 | 0
|  | 202 | 12.7865 | 0
|  | 203 | 12.7854 | 0
|  | 204 | 17.5285 | 0
|  | 205 | 28.6262 | 0
|  | 206 | 34.4704 | 0
|  | 207 | 41.9525 | 0
|  | 208 | 48.1786 | 0
|  | 209 | 50.2604 | 0
|  | 210 | 49.3505 | 0
|  | 211 | 47.2854 | 0
|  | 212 | 40.5508 | 0
|  | 213 | 32.3876 | 0
|  | 214 | 30.4515 | 0
|  | 215 | 28.8925 | 0
|  | 216 | 27.3336 | 0
|  | 217 | 26.5531 | 0
|  | 218 | 25.7727 | 0
|  | 219 | 24.9923 | 0
|  | 220 | 24.212 | 0
|  | 221 | 23.4318 | 0
|  | 222 | 22.6516 | 0
|  | 223 | 21.0932 | 0
|  | 224 | 14.7376 | 0
|  | 225 | 12.6753 | 0
|  | 226 | 12.6743 | 0
|  | 227 | 12.6733 | 0
|  | 228 | 18.1145 | 0
|  | 229 | 25.6638 | 0
|  | 230 | 33.8904 | 0
|  | 231 | 41.9216 | 0
|  | 232 | 47.5177 | 0
|  | 233 | 50.3047 | 0
|  | 234 | 49.3948 | 0
|  | 235 | 47.3297 | 0
|  | 236 | 40.5951 | 0
|  | 237 | 32.4319 | 0
|  | 238 | 30.4958 | 0
|  | 239 | 28.9368 | 0
|  | 240 | 27.3779 | 0
|  | 241 | 26.5974 | 0
|  | 242 | 25.817 | 0
|  | 243 | 25.0366 | 0
|  | 244 | 24.2563 | 0
|  | 245 | 23.4761 | 0
|  | 246 | 22.6959 | 0
|  | 247 | 21.1375 | 0
|  | 248 | 14.7819 | 0
|  | 249 | 12.7196 | 0
|  | 250 | 12.7186 | 0
|  | 251 | 12.7176 | 0
|  | 252 | 18.1587 | 0
|  | 253 | 25.7081 | 0
|  | 254 | 33.9347 | 0
|  | 255 | 41.9658 | 0
|  | 256 | 47.5619 | 0
|  | 257 | 50.349 | 0
|  | 258 | 49.4391 | 0
|  | 259 | 47.374 | 0
|  | 260 | 40.6393 | 0
|  | 261 | 32.4762 | 0
|  | 262 | 30.54 | 0
|  | 263 | 28.981 | 0
|  | 264 | 27.4221 | 0
|  | 265 | 26.6416 | 0
|  | 266 | 25.8612 | 0
|  | 267 | 25.0808 | 0
|  | 268 | 24.3005 | 0
|  | 269 | 23.5203 | 0
|  | 270 | 22.7401 | 0
|  | 271 | 21.1817 | 0
|  | 272 | 14.8261 | 0
|  | 273 | 12.7638 | 0
|  | 274 | 12.7628 | 0
|  | 275 | 12.7617 | 0
|  | 276 | 18.2029 | 0
|  | 277 | 25.7523 | 0
|  | 278 | 33.9789 | 0
|  | 279 | 42.01 | 0
|  | 280 | 47.6061 | 0
|  | 281 | 50.3931 | 0
|  | 282 | 49.4832 | 0
|  | 283 | 47.4181 | 0
|  | 284 | 40.6835 | 0
|  | 285 | 32.5203 | 0
|  | 286 | 30.5842 | 0
|  | 287 | 29.0251 | 0
|  | 288 | 27.4662 | 0
|  | 289 | 26.6857 | 0
|  | 290 | 25.9053 | 0
|  | 291 | 25.1249 | 0
|  | 292 | 24.3446 | 0
|  | 293 | 23.5644 | 0
|  | 294 | 22.7842 | 0
|  | 295 | 21.2258 | 0
|  | 296 | 14.8702 | 0
|  | 297 | 12.8079 | 0
|  | 298 | 12.8079 | 0
|  | 299 | 12.8079 | 0
|  | 300 | 12.8079 | 0
|  | 301 | 12.8078 | 0
|  | 302 | 12.8078 | 0
|  | 303 | 25.4786 | 0
|  | 304 | 41.8709 | 0
|  | 305 | 50.4448 | 0
|  | 306 | 49.5349 | 0
|  | 307 | 47.4699 | 0
|  | 308 | 40.7352 | 0
|  | 309 | 32.572 | 0
|  | 310 | 30.6359 | 0
|  | 311 | 29.0768 | 0
|  | 312 | 27.5179 | 0
|  | 313 | 26.7374 | 0
|  | 314 | 25.957 | 0
|  | 315 | 25.1766 | 0
|  | 316 | 24.3963 | 0
|  | 317 | 23.6161 | 0
|  | 318 | 22.8359 | 0
|  | 319 | 21.2775 | 0
|  | 320 | 14.9219 | 0
|  | 321 | 12.8596 | 0
|  | 322 | 12.8595 | 0
|  | 323 | 12.8595 | 0
|  | 324 | 12.8595 | 0
|  | 325 | 12.8595 | 0
|  | 326 | 12.8595 | 0
|  | 327 | 25.5303 | 0
|  | 328 | 41.9226 | 0
|  | 329 | 50.4965 | 0
|  | 330 | 49.5866 | 0
|  | 331 | 47.5215 | 0
|  | 332 | 40.7868 | 0
|  | 333 | 32.6236 | 0
|  | 334 | 30.6875 | 0
|  | 335 | 29.1285 | 0
|  | 336 | 27.5695 | 0
|  | 337 | 26.789 | 0
|  | 338 | 26.0086 | 0
|  | 339 | 25.2282 | 0
|  | 340 | 24.4479 | 0
|  | 341 | 23.6677 | 0
|  | 342 | 22.8875 | 0
|  | 343 | 21.3291 | 0
|  | 344 | 14.9734 | 0
|  | 345 | 12.9111 | 0
|  | 346 | 12.9111 | 0
|  | 347 | 12.9111 | 0
|  | 348 | 12.9111 | 0
|  | 349 | 12.911 | 0
|  | 350 | 12.911 | 0
|  | 351 | 14.0082 | 0
|  | 352 | 37.4603 | 0
|  | 353 | 48.5689 | 0
|  | 354 | 49.4588 | 0
|  | 355 | 47.3937 | 0
|  | 356 | 40.6591 | 0
|  | 357 | 32.4959 | 0
|  | 358 | 30.5598 | 0
|  | 359 | 29.0008 | 0
|  | 360 | 27.4418 | 0
|  | 361 | 26.6614 | 0
|  | 362 | 25.8809 | 0
|  | 363 | 25.1006 | 0
|  | 364 | 24.3203 | 0
|  | 365 | 23.54 | 0
|  | 366 | 22.7599 | 0
|  | 367 | 21.2014 | 0
|  | 368 | 14.8458 | 0
|  | 369 | 12.7835 | 0
|  | 370 | 12.7835 | 0
|  | 371 | 12.7835 | 0
|  | 372 | 12.7835 | 0
|  | 373 | 12.7835 | 0
|  | 374 | 12.7835 | 0
|  | 375 | 13.8806 | 0
|  | 376 | 37.3328 | 0
|  | 377 | 48.4414 | 0
|  | 378 | 49.3313 | 0
|  | 379 | 47.2662 | 0
|  | 380 | 40.5316 | 0
|  | 381 | 32.3685 | 0
|  | 382 | 30.4323 | 0
|  | 383 | 28.8733 | 0
|  | 384 | 27.3144 | 0
|  | 385 | 26.5339 | 0
|  | 386 | 25.7535 | 0
|  | 387 | 24.9732 | 0
|  | 388 | 24.1929 | 0
|  | 389 | 23.4126 | 0
|  | 390 | 22.6325 | 0
|  | 391 | 21.0741 | 0
|  | 392 | 14.7185 | 0
|  | 393 | 12.6562 | 0
|  | 394 | 12.6562 | 0
|  | 395 | 12.6562 | 0
|  | 396 | 12.6562 | 0
|  | 397 | 12.6562 | 0
|  | 398 | 12.6562 | 0
|  | 399 | 25.327 | 0
|  | 400 | 41.7193 | 0
|  | 401 | 50.2932 | 0
|  | 402 | 49.3833 | 0
|  | 403 | 47.3183 | 0
|  | 404 | 40.5836 | 0
|  | 405 | 32.4205 | 0
|  | 406 | 30.4843 | 0
|  | 407 | 28.9253 | 0
|  | 408 | 27.3664 | 0
|  | 409 | 26.5859 | 0
|  | 410 | 25.8055 | 0
|  | 411 | 25.0251 | 0
|  | 412 | 24.2448 | 0
|  | 413 | 23.4646 | 0
|  | 414 | 22.6844 | 0
|  | 415 | 21.126 | 0
|  | 416 | 14.7704 | 0
|  | 417 | 12.7081 | 0
|  | 418 | 12.7081 | 0
|  | 419 | 12.7081 | 0
|  | 420 | 12.7081 | 0
|  | 421 | 12.7081 | 0
|  | 422 | 12.7081 | 0
|  | 423 | 25.3789 | 0
|  | 424 | 41.7712 | 0
|  | 425 | 50.3451 | 0
|  | 426 | 49.4353 | 0
|  | 427 | 47.3702 | 0
|  | 428 | 40.6355 | 0
|  | 429 | 32.4724 | 0
|  | 430 | 30.5362 | 0
|  | 431 | 28.9772 | 0
|  | 432 | 27.4183 | 0
|  | 433 | 26.6378 | 0
|  | 434 | 25.8574 | 0
|  | 435 | 25.077 | 0
|  | 436 | 24.2967 | 0
|  | 437 | 23.5165 | 0
|  | 438 | 22.7363 | 0
|  | 439 | 21.1779 | 0
|  | 440 | 14.8223 | 0
|  | 441 | 12.76 | 0
|  | 442 | 12.76 | 0
|  | 443 | 12.76 | 0
|  | 444 | 12.76 | 0
|  | 445 | 12.76 | 0
|  | 446 | 12.7599 | 0
|  | 447 | 25.4308 | 0
|  | 448 | 41.8231 | 0
|  | 449 | 50.397 | 0
|  | 450 | 49.4871 | 0
|  | 451 | 47.422 | 0
|  | 452 | 40.6873 | 0
|  | 453 | 32.5242 | 0
|  | 454 | 30.588 | 0
|  | 455 | 29.029 | 0
|  | 456 | 27.4701 | 0
|  | 457 | 26.6896 | 0
|  | 458 | 25.9092 | 0
|  | 459 | 25.1288 | 0
|  | 460 | 24.3485 | 0
|  | 461 | 23.5683 | 0
|  | 462 | 22.7881 | 0
|  | 463 | 21.2297 | 0
|  | 464 | 14.8741 | 0
|  | 465 | 12.8117 | 0
|  | 466 | 12.8117 | 0
|  | 467 | 12.8117 | 0
|  | 468 | 12.8117 | 0
|  | 469 | 12.8117 | 0
|  | 470 | 12.8117 | 0
|  | 471 | 25.4825 | 0
|  | 472 | 41.8748 | 0
|  | 473 | 50.4487 | 0
|  | 474 | 49.5388 | 0
|  | 475 | 47.4737 | 0
|  | 476 | 40.739 | 0
|  | 477 | 32.5759 | 0
|  | 478 | 30.6397 | 0
|  | 479 | 29.0807 | 0
|  | 480 | 27.5218 | 0
|  | 481 | 26.7413 | 0
|  | 482 | 25.9609 | 0
|  | 483 | 25.1805 | 0
|  | 484 | 24.4002 | 0
|  | 485 | 23.6199 | 0
|  | 486 | 22.8398 | 0
|  | 487 | 21.2813 | 0
|  | 488 | 14.9257 | 0
|  | 489 | 12.8634 | 0
|  | 490 | 12.8634 | 0
|  | 491 | 12.8634 | 0
|  | 492 | 12.8634 | 0
|  | 493 | 12.8633 | 0
|  | 494 | 12.8633 | 0
|  | 495 | 25.5341 | 0
|  | 496 | 41.9264 | 0
|  | 497 | 50.5003 | 0
|  | 498 | 49.5904 | 0
|  | 499 | 47.5253 | 0
|  | 500 | 40.7906 | 0
|  | 501 | 32.6275 | 0
|  | 502 | 30.6913 | 0
|  | 503 | 29.1323 | 0
|  | 504 | 27.5734 | 0
|  | 505 | 26.7929 | 0
|  | 506 | 26.0124 | 0
|  | 507 | 25.2321 | 0
|  | 508 | 24.4518 | 0
|  | 509 | 23.6715 | 0
|  | 510 | 22.8913 | 0
|  | 511 | 21.3329 | 0
|  | 512 | 14.9773 | 0
|  | 513 | 12.915 | 0
|  | 514 | 12.9149 | 0
|  | 515 | 12.9149 | 0
|  | 516 | 12.9149 | 0
|  | 517 | 12.9149 | 0
|  | 518 | 12.9149 | 0
|  | 519 | 14.012 | 0
|  | 520 | 37.4641 | 0
|  | 521 | 48.5728 | 0
|  | 522 | 49.4627 | 0
|  | 523 | 47.3976 | 0
|  | 524 | 40.6629 | 0
|  | 525 | 32.4998 | 0
|  | 526 | 30.5636 | 0
|  | 527 | 29.0046 | 0
|  | 528 | 27.4457 | 0
|  | 529 | 26.6652 | 0
|  | 530 | 25.8848 | 0
|  | 531 | 25.1044 | 0
|  | 532 | 24.3241 | 0
|  | 533 | 23.5439 | 0
|  | 534 | 22.7637 | 0
|  | 535 | 21.2053 | 0
|  | 536 | 14.8497 | 0
|  | 537 | 12.7874 | 0
|  | 538 | 12.7873 | 0
|  | 539 | 12.7873 | 0
|  | 540 | 12.7873 | 0
|  | 541 | 12.7873 | 0
|  | 542 | 12.7873 | 0
|  | 543 | 13.8845 | 0
|  | 544 | 37.3366 | 0
|  | 545 | 48.4453 | 0
|  | 546 | 49.3351 | 0
|  | 547 | 47.2701 | 0
|  | 548 | 40.5354 | 0
|  | 549 | 32.3723 | 0
|  | 550 | 30.4361 | 0
|  | 551 | 28.8771 | 0
|  | 552 | 27.3182 | 0
|  | 553 | 26.5378 | 0
|  | 554 | 25.7573 | 0
|  | 555 | 24.977 | 0
|  | 556 | 24.1967 | 0
|  | 557 | 23.4165 | 0
|  | 558 | 22.6363 | 0
|  | 559 | 21.0779 | 0
|  | 560 | 14.7223 | 0
|  | 561 | 12.66 | 0
|  | 562 | 12.66 | 0
|  | 563 | 12.66 | 0
|  | 564 | 12.66 | 0
|  | 565 | 12.66 | 0
|  | 566 | 12.66 | 0
|  | 567 | 25.3308 | 0
|  | 568 | 41.7231 | 0
|  | 569 | 50.297 | 0
|  | 570 | 49.3872 | 0
|  | 571 | 47.3221 | 0
|  | 572 | 40.5874 | 0
|  | 573 | 32.4243 | 0
|  | 574 | 30.4881 | 0
|  | 575 | 28.9291 | 0
|  | 576 | 27.3702 | 0
|  | 577 | 26.5897 | 0
|  | 578 | 25.8093 | 0
|  | 579 | 25.029 | 0
|  | 580 | 24.2487 | 0
|  | 581 | 23.4684 | 0
|  | 582 | 22.6883 | 0
|  | 583 | 21.1299 | 0
|  | 584 | 14.7742 | 0
|  | 585 | 12.7119 | 0
|  | 586 | 12.7119 | 0
|  | 587 | 12.7119 | 0
|  | 588 | 12.7119 | 0
|  | 589 | 12.7119 | 0
|  | 590 | 12.7119 | 0
|  | 591 | 25.3828 | 0
|  | 592 | 41.775 | 0
|  | 593 | 50.349 | 0
|  | 594 | 49.4391 | 0
|  | 595 | 47.374 | 0
|  | 596 | 40.6393 | 0
|  | 597 | 32.4762 | 0
|  | 598 | 30.54 | 0
|  | 599 | 28.981 | 0
|  | 600 | 27.4221 | 0
|  | 601 | 26.6416 | 0
|  | 602 | 25.8612 | 0
|  | 603 | 25.0808 | 0
|  | 604 | 24.3005 | 0
|  | 605 | 23.5203 | 0
|  | 606 | 22.7401 | 0
|  | 607 | 21.1817 | 0
|  | 608 | 14.8261 | 0
|  | 609 | 12.7638 | 0
|  | 610 | 12.7638 | 0
|  | 611 | 12.7638 | 0
|  | 612 | 12.7638 | 0
|  | 613 | 12.7638 | 0
|  | 614 | 12.7638 | 0
|  | 615 | 25.4346 | 0
|  | 616 | 41.8269 | 0
|  | 617 | 50.4008 | 0
|  | 618 | 49.4909 | 0
|  | 619 | 47.4258 | 0
|  | 620 | 40.6911 | 0
|  | 621 | 32.528 | 0
|  | 622 | 30.5918 | 0
|  | 623 | 29.0328 | 0
|  | 624 | 27.4739 | 0
|  | 625 | 26.6934 | 0
|  | 626 | 25.913 | 0
|  | 627 | 25.1326 | 0
|  | 628 | 24.3523 | 0
|  | 629 | 23.5721 | 0
|  | 630 | 22.7919 | 0
|  | 631 | 21.2335 | 0
|  | 632 | 14.8779 | 0
|  | 633 | 12.8155 | 0
|  | 634 | 12.8145 | 0
|  | 635 | 12.8135 | 0
|  | 636 | 18.2547 | 0
|  | 637 | 25.804 | 0
|  | 638 | 34.0306 | 0
|  | 639 | 42.0617 | 0
|  | 640 | 47.6578 | 0
|  | 641 | 50.4448 | 0
|  | 642 | 49.5349 | 0
|  | 643 | 47.4699 | 0
|  | 644 | 40.7352 | 0
|  | 645 | 32.572 | 0
|  | 646 | 30.6359 | 0
|  | 647 | 29.0768 | 0
|  | 648 | 27.5179 | 0
|  | 649 | 26.7374 | 0
|  | 650 | 25.957 | 0
|  | 651 | 25.1766 | 0
|  | 652 | 24.3963 | 0
|  | 653 | 23.6161 | 0
|  | 654 | 22.8359 | 0
|  | 655 | 21.2775 | 0
|  | 656 | 14.9219 | 0
|  | 657 | 12.8596 | 0
|  | 658 | 12.8595 | 0
|  | 659 | 12.8595 | 0
|  | 660 | 12.8595 | 0
|  | 661 | 12.8595 | 0
|  | 662 | 12.8595 | 0
|  | 663 | 25.5303 | 0
|  | 664 | 41.9226 | 0
|  | 665 | 50.4965 | 0
|  | 666 | 49.5866 | 0
|  | 667 | 47.5215 | 0
|  | 668 | 40.7868 | 0
|  | 669 | 32.6236 | 0
|  | 670 | 30.6875 | 0
|  | 671 | 29.1285 | 0
|  | 672 | 27.5695 | 0
|  | 673 | 26.789 | 0
|  | 674 | 26.0086 | 0
|  | 675 | 25.2282 | 0
|  | 676 | 24.4479 | 0
|  | 677 | 23.6677 | 0
|  | 678 | 22.8875 | 0
|  | 679 | 21.3291 | 0
|  | 680 | 14.9734 | 0
|  | 681 | 12.9111 | 0
|  | 682 | 12.9111 | 0
|  | 683 | 12.9111 | 0
|  | 684 | 12.9111 | 0
|  | 685 | 12.911 | 0
|  | 686 | 12.911 | 0
|  | 687 | 14.0082 | 0
|  | 688 | 37.4603 | 0
|  | 689 | 48.5689 | 0
|  | 690 | 49.4588 | 0
|  | 691 | 47.3937 | 0
|  | 692 | 40.6591 | 0
|  | 693 | 32.4959 | 0
|  | 694 | 30.5598 | 0
|  | 695 | 29.0008 | 0
|  | 696 | 27.4418 | 0
|  | 697 | 26.6614 | 0
|  | 698 | 25.8809 | 0
|  | 699 | 25.1006 | 0
|  | 700 | 24.3203 | 0
|  | 701 | 23.54 | 0
|  | 702 | 22.7599 | 0
|  | 703 | 21.2014 | 0
|  | 704 | 14.8458 | 0
|  | 705 | 12.7835 | 0
|  | 706 | 12.7835 | 0
|  | 707 | 12.7835 | 0
|  | 708 | 12.7835 | 0
|  | 709 | 12.7835 | 0
|  | 710 | 12.7835 | 0
|  | 711 | 13.8806 | 0
|  | 712 | 37.3328 | 0
|  | 713 | 48.4414 | 0
|  | 714 | 49.3313 | 0
|  | 715 | 47.2662 | 0
|  | 716 | 40.5316 | 0
|  | 717 | 32.3685 | 0
|  | 718 | 30.4323 | 0
|  | 719 | 28.8733 | 0
|  | 720 | 27.3144 | 0
|  | 721 | 26.5339 | 0
|  | 722 | 25.7535 | 0
|  | 723 | 24.9732 | 0
|  | 724 | 24.1929 | 0
|  | 725 | 23.4126 | 0
|  | 726 | 22.6325 | 0
|  | 727 | 21.0741 | 0
|  | 728 | 14.7185 | 0
|  | 729 | 12.6562 | 0
|  | 730 | 12.6562 | 0
|  | 731 | 12.6562 | 0
|  | 732 | 12.6562 | 0
|  | 733 | 12.6562 | 0
|  | 734 | 12.6562 | 0
|  | 735 | 25.327 | 0
|  | 736 | 41.7193 | 0
|  | 737 | 50.2932 | 0
|  | 738 | 49.3833 | 0
|  | 739 | 47.3183 | 0
|  | 740 | 40.5836 | 0
|  | 741 | 32.4205 | 0
|  | 742 | 30.4843 | 0
|  | 743 | 28.9253 | 0
|  | 744 | 27.3664 | 0
|  | 745 | 26.5859 | 0
|  | 746 | 25.8055 | 0
|  | 747 | 25.0251 | 0
|  | 748 | 24.2448 | 0
|  | 749 | 23.4646 | 0
|  | 750 | 22.6844 | 0
|  | 751 | 21.126 | 0
|  | 752 | 14.7704 | 0
|  | 753 | 12.7081 | 0
|  | 754 | 12.7071 | 0
|  | 755 | 12.7061 | 0
|  | 756 | 18.1473 | 0
|  | 757 | 25.6966 | 0
|  | 758 | 33.9232 | 0
|  | 759 | 41.9544 | 0
|  | 760 | 47.5504 | 0
|  | 761 | 50.3375 | 0
|  | 762 | 49.4276 | 0
|  | 763 | 47.3625 | 0
|  | 764 | 40.6279 | 0
|  | 765 | 32.4647 | 0
|  | 766 | 30.5286 | 0
|  | 767 | 28.9695 | 0
|  | 768 | 27.4106 | 0
|  | 769 | 26.6302 | 0
|  | 770 | 25.8497 | 0
|  | 771 | 25.0694 | 0
|  | 772 | 24.2891 | 0
|  | 773 | 23.5088 | 0
|  | 774 | 22.7287 | 0
|  | 775 | 21.1703 | 0
|  | 776 | 14.8146 | 0
|  | 777 | 12.7523 | 0
|  | 778 | 12.7513 | 0
|  | 779 | 12.7503 | 0
|  | 780 | 18.1915 | 0
|  | 781 | 25.7408 | 0
|  | 782 | 33.9674 | 0
|  | 783 | 41.9986 | 0
|  | 784 | 47.5946 | 0
|  | 785 | 50.3817 | 0
|  | 786 | 49.4718 | 0
|  | 787 | 47.4067 | 0
|  | 788 | 40.672 | 0
|  | 789 | 32.5089 | 0
|  | 790 | 30.5727 | 0
|  | 791 | 29.0137 | 0
|  | 792 | 27.4548 | 0
|  | 793 | 26.6743 | 0
|  | 794 | 25.8939 | 0
|  | 795 | 25.1135 | 0
|  | 796 | 24.3332 | 0
|  | 797 | 23.553 | 0
|  | 798 | 22.7728 | 0
|  | 799 | 21.2144 | 0
|  | 800 | 14.8588 | 0
|  | 801 | 12.7965 | 0
|  | 802 | 12.7954 | 0
|  | 803 | 12.7944 | 0
|  | 804 | 18.2356 | 0
|  | 805 | 25.7849 | 0
|  | 806 | 34.0115 | 0
|  | 807 | 42.0427 | 0
|  | 808 | 47.6387 | 0
|  | 809 | 50.4258 | 0
|  | 810 | 49.5159 | 0
|  | 811 | 47.4508 | 0
|  | 812 | 40.7161 | 0
|  | 813 | 32.553 | 0
|  | 814 | 30.6168 | 0
|  | 815 | 29.0578 | 0
|  | 816 | 27.4989 | 0
|  | 817 | 26.7184 | 0
|  | 818 | 25.9379 | 0
|  | 819 | 25.1576 | 0
|  | 820 | 24.3773 | 0
|  | 821 | 23.597 | 0
|  | 822 | 22.8168 | 0
|  | 823 | 21.2584 | 0
|  | 824 | 14.9028 | 0
|  | 825 | 12.8405 | 0
|  | 826 | 12.8395 | 0
|  | 827 | 12.8384 | 0
|  | 828 | 18.2796 | 0
|  | 829 | 25.829 | 0
|  | 830 | 34.0556 | 0
|  | 831 | 42.0867 | 0
|  | 832 | 47.6827 | 0
|  | 833 | 50.4698 | 0
|  | 834 | 49.5599 | 0
|  | 835 | 47.4948 | 0
|  | 836 | 40.7601 | 0
|  | 837 | 32.597 | 0
|  | 838 | 30.6608 | 0
|  | 839 | 29.1018 | 0
|  | 840 | 27.5429 | 0
|  | 841 | 26.7624 | 0
|  | 842 | 25.9819 | 0
|  | 843 | 25.2016 | 0
|  | 844 | 24.4212 | 0
|  | 845 | 23.641 | 0
|  | 846 | 22.8608 | 0
|  | 847 | 21.3024 | 0
|  | 848 | 14.9468 | 0
|  | 849 | 12.8845 | 0
|  | 850 | 12.8834 | 0
|  | 851 | 12.8824 | 0
|  | 852 | 17.6254 | 0
|  | 853 | 28.7232 | 0
|  | 854 | 34.5673 | 0
|  | 855 | 42.0494 | 0
|  | 856 | 48.2755 | 0
|  | 857 | 50.3573 | 0
|  | 858 | 49.4474 | 0
|  | 859 | 47.3823 | 0
|  | 860 | 40.6476 | 0
|  | 861 | 32.4845 | 0
|  | 862 | 30.5484 | 0
|  | 863 | 28.9893 | 0
|  | 864 | 27.4304 | 0
|  | 865 | 26.6499 | 0
|  | 866 | 25.8695 | 0
|  | 867 | 25.0891 | 0
|  | 868 | 24.3088 | 0
|  | 869 | 23.5286 | 0
|  | 870 | 22.7484 | 0
|  | 871 | 21.19 | 0
|  | 872 | 14.8344 | 0
|  | 873 | 12.7721 | 0
|  | 874 | 12.7711 | 0
|  | 875 | 12.7701 | 0
|  | 876 | 17.5131 | 0
|  | 877 | 28.6108 | 0
|  | 878 | 34.455 | 0
|  | 879 | 41.9371 | 0
|  | 880 | 48.1632 | 0
|  | 881 | 50.245 | 0
|  | 882 | 49.3351 | 0
|  | 883 | 47.2701 | 0
|  | 884 | 40.5354 | 0
|  | 885 | 32.3723 | 0
|  | 886 | 30.4361 | 0
|  | 887 | 28.8771 | 0
|  | 888 | 27.3182 | 0
|  | 889 | 26.5377 | 0
|  | 890 | 25.7573 | 0
|  | 891 | 24.977 | 0
|  | 892 | 24.1967 | 0
|  | 893 | 23.4164 | 0
|  | 894 | 22.6363 | 0
|  | 895 | 21.0779 | 0
|  | 896 | 14.7223 | 0
|  | 897 | 12.66 | 0
|  | 898 | 12.659 | 0
|  | 899 | 12.6579 | 0
|  | 900 | 18.0991 | 0
|  | 901 | 25.6485 | 0
|  | 902 | 33.8751 | 0
|  | 903 | 41.9062 | 0
|  | 904 | 47.5023 | 0
|  | 905 | 50.2894 | 0
|  | 906 | 49.3795 | 0
|  | 907 | 47.3144 | 0
|  | 908 | 40.5797 | 0
|  | 909 | 32.4166 | 0
|  | 910 | 30.4805 | 0
|  | 911 | 28.9214 | 0
|  | 912 | 27.3625 | 0
|  | 913 | 26.5821 | 0
|  | 914 | 25.8016 | 0
|  | 915 | 25.0213 | 0
|  | 916 | 24.241 | 0
|  | 917 | 23.4608 | 0
|  | 918 | 22.6806 | 0
|  | 919 | 21.1222 | 0
|  | 920 | 14.7666 | 0
|  | 921 | 12.7043 | 0
|  | 922 | 12.7033 | 0
|  | 923 | 12.7022 | 0
|  | 924 | 18.1434 | 0
|  | 925 | 25.6928 | 0
|  | 926 | 33.9194 | 0
|  | 927 | 41.9505 | 0
|  | 928 | 47.5466 | 0
|  | 929 | 50.3336 | 0
|  | 930 | 49.4237 | 0
|  | 931 | 47.3587 | 0
|  | 932 | 40.624 | 0
|  | 933 | 32.4609 | 0
|  | 934 | 30.5247 | 0
|  | 935 | 28.9657 | 0
|  | 936 | 27.4068 | 0
|  | 937 | 26.6263 | 0
|  | 938 | 25.8459 | 0
|  | 939 | 25.0655 | 0
|  | 940 | 24.2852 | 0
|  | 941 | 23.505 | 0
|  | 942 | 22.7248 | 0
|  | 943 | 21.1664 | 0
|  | 944 | 14.8108 | 0
|  | 945 | 12.7485 | 0
|  | 946 | 12.7475 | 0
|  | 947 | 12.7465 | 0
|  | 948 | 18.1876 | 0
|  | 949 | 25.737 | 0
|  | 950 | 33.9636 | 0
|  | 951 | 41.9947 | 0
|  | 952 | 47.5908 | 0
|  | 953 | 50.3778 | 0
|  | 954 | 49.4679 | 0
|  | 955 | 47.4029 | 0
|  | 956 | 40.6682 | 0
|  | 957 | 32.505 | 0
|  | 958 | 30.5689 | 0
|  | 959 | 29.0099 | 0
|  | 960 | 27.451 | 0
|  | 961 | 26.6705 | 0
|  | 962 | 25.89 | 0
|  | 963 | 25.1097 | 0
|  | 964 | 24.3294 | 0
|  | 965 | 23.5491 | 0
|  | 966 | 22.769 | 0
|  | 967 | 21.2106 | 0
|  | 968 | 14.8549 | 0
|  | 969 | 12.7926 | 0
|  | 970 | 12.7916 | 0
|  | 971 | 12.7906 | 0
|  | 972 | 18.2317 | 0
|  | 973 | 25.7811 | 0
|  | 974 | 34.0077 | 0
|  | 975 | 42.0388 | 0
|  | 976 | 47.6349 | 0
|  | 977 | 50.4219 | 0
|  | 978 | 49.512 | 0
|  | 979 | 47.447 | 0
|  | 980 | 40.7123 | 0
|  | 981 | 32.5491 | 0
|  | 982 | 30.613 | 0
|  | 983 | 29.0539 | 0
|  | 984 | 27.495 | 0
|  | 985 | 26.7145 | 0
|  | 986 | 25.9341 | 0
|  | 987 | 25.1537 | 0
|  | 988 | 24.3734 | 0
|  | 989 | 23.5932 | 0
|  | 990 | 22.813 | 0
|  | 991 | 21.2546 | 0
|  | 992 | 14.899 | 0
|  | 993 | 12.8367 | 0
|  | 994 | 12.8356 | 0
|  | 995 | 12.8346 | 0
|  | 996 | 18.2758 | 0
|  | 997 | 25.8251 | 0
|  | 998 | 34.0517 | 0
|  | 999 | 42.0829 | 0
|  | 1000 | 47.6789 | 0
|  | 1001 | 50.466 | 0
|  | 1002 | 49.5561 | 0
|  | 1003 | 47.491 | 0
|  | 1004 | 40.7563 | 0
|  | 1005 | 32.5931 | 0
|  | 1006 | 30.657 | 0
|  | 1007 | 29.0979 | 0
|  | 1008 | 27.539 | 0
|  | 1009 | 26.7585 | 0
|  | 1010 | 25.9781 | 0
|  | 1011 | 25.1977 | 0
|  | 1012 | 24.4174 | 0
|  | 1013 | 23.6372 | 0
|  | 1014 | 22.857 | 0
|  | 1015 | 21.2986 | 0
|  | 1016 | 14.943 | 0
|  | 1017 | 12.8806 | 0
|  | 1018 | 12.8796 | 0
|  | 1019 | 12.8786 | 0
|  | 1020 | 17.6216 | 0
|  | 1021 | 28.7193 | 0
|  | 1022 | 34.5635 | 0
|  | 1023 | 42.0456 | 0
|  | 1024 | 48.2717 | 0
|  | 1025 | 50.3535 | 0
|  | 1026 | 49.4436 | 0
|  | 1027 | 47.3785 | 0
|  | 1028 | 40.6438 | 0
|  | 1029 | 32.4807 | 0
|  | 1030 | 30.5445 | 0
|  | 1031 | 28.9855 | 0
|  | 1032 | 27.4266 | 0
|  | 1033 | 26.6461 | 0
|  | 1034 | 25.8657 | 0
|  | 1035 | 25.0853 | 0
|  | 1036 | 24.305 | 0
|  | 1037 | 23.5248 | 0
|  | 1038 | 22.7446 | 0
|  | 1039 | 21.1862 | 0
|  | 1040 | 14.8306 | 0
|  | 1041 | 12.7683 | 0
|  | 1042 | 12.7673 | 0
|  | 1043 | 12.7663 | 0
|  | 1044 | 17.5093 | 0
|  | 1045 | 28.607 | 0
|  | 1046 | 34.4512 | 0
|  | 1047 | 41.9333 | 0
|  | 1048 | 48.1594 | 0
|  | 1049 | 50.2412 | 0
|  | 1050 | 49.3313 | 0
|  | 1051 | 47.2662 | 0
|  | 1052 | 40.5316 | 0
|  | 1053 | 32.3685 | 0
|  | 1054 | 30.4323 | 0
|  | 1055 | 28.8733 | 0
|  | 1056 | 27.3144 | 0
|  | 1057 | 26.5339 | 0
|  | 1058 | 25.7535 | 0
|  | 1059 | 24.9732 | 0
|  | 1060 | 24.1929 | 0
|  | 1061 | 23.4126 | 0
|  | 1062 | 22.6325 | 0
|  | 1063 | 21.0741 | 0
|  | 1064 | 14.7185 | 0
|  | 1065 | 12.6562 | 0
|  | 1066 | 12.6562 | 0
|  | 1067 | 12.6562 | 0
|  | 1068 | 12.6562 | 0
|  | 1069 | 12.6562 | 0
|  | 1070 | 12.6562 | 0
|  | 1071 | 25.327 | 0
|  | 1072 | 41.7193 | 0
|  | 1073 | 50.2932 | 0
|  | 1074 | 49.3833 | 0
|  | 1075 | 47.3183 | 0
|  | 1076 | 40.5836 | 0
|  | 1077 | 32.4205 | 0
|  | 1078 | 30.4843 | 0
|  | 1079 | 28.9253 | 0
|  | 1080 | 27.3664 | 0
|  | 1081 | 26.5859 | 0
|  | 1082 | 25.8055 | 0
|  | 1083 | 25.0251 | 0
|  | 1084 | 24.2448 | 0
|  | 1085 | 23.4646 | 0
|  | 1086 | 22.6844 | 0
|  | 1087 | 21.126 | 0
|  | 1088 | 14.7704 | 0
|  | 1089 | 12.7081 | 0
|  | 1090 | 12.7081 | 0
|  | 1091 | 12.7081 | 0
|  | 1092 | 12.7081 | 0
|  | 1093 | 12.7081 | 0
|  | 1094 | 12.7081 | 0
|  | 1095 | 25.3789 | 0
|  | 1096 | 41.7712 | 0
|  | 1097 | 50.3451 | 0
|  | 1098 | 49.4353 | 0
|  | 1099 | 47.3702 | 0
|  | 1100 | 40.6355 | 0
|  | 1101 | 32.4724 | 0
|  | 1102 | 30.5362 | 0
|  | 1103 | 28.9772 | 0
|  | 1104 | 27.4183 | 0
|  | 1105 | 26.6378 | 0
|  | 1106 | 25.8574 | 0
|  | 1107 | 25.077 | 0
|  | 1108 | 24.2967 | 0
|  | 1109 | 23.5165 | 0
|  | 1110 | 22.7363 | 0
|  | 1111 | 21.1779 | 0
|  | 1112 | 14.8223 | 0
|  | 1113 | 12.76 | 0
|  | 1114 | 12.76 | 0
|  | 1115 | 12.76 | 0
|  | 1116 | 12.76 | 0
|  | 1117 | 12.76 | 0
|  | 1118 | 12.7599 | 0
|  | 1119 | 25.4308 | 0
|  | 1120 | 41.8231 | 0
|  | 1121 | 50.397 | 0
|  | 1122 | 49.4871 | 0
|  | 1123 | 47.422 | 0
|  | 1124 | 40.6873 | 0
|  | 1125 | 32.5242 | 0
|  | 1126 | 30.588 | 0
|  | 1127 | 29.029 | 0
|  | 1128 | 27.4701 | 0
|  | 1129 | 26.6896 | 0
|  | 1130 | 25.9092 | 0
|  | 1131 | 25.1288 | 0
|  | 1132 | 24.3485 | 0
|  | 1133 | 23.5683 | 0
|  | 1134 | 22.7881 | 0
|  | 1135 | 21.2297 | 0
|  | 1136 | 14.8741 | 0
|  | 1137 | 14.8739 | 0
|  | 1138 | 14.8737 | 0
|  | 1139 | 14.8735 | 0
|  | 1140 | 14.8733 | 0
|  | 1141 | 14.8732 | 0
|  | 1142 | 14.873 | 0
|  | 1143 | 14.8728 | 0
|  | 1144 | 38.0298 | 0
|  | 1145 | 50.4616 | 0
|  | 1146 | 49.5517 | 0
|  | 1147 | 47.4866 | 0
|  | 1148 | 40.7519 | 0
|  | 1149 | 32.5887 | 0
|  | 1150 | 30.6526 | 0
|  | 1151 | 29.0935 | 0
|  | 1152 | 27.5346 | 0
|  | 1153 | 26.7541 | 0
|  | 1154 | 25.9737 | 0
|  | 1155 | 25.1933 | 0
|  | 1156 | 24.413 | 0
|  | 1157 | 23.6328 | 0
|  | 1158 | 22.8526 | 0
|  | 1159 | 21.2942 | 0
|  | 1160 | 14.9386 | 0
|  | 1161 | 14.9384 | 0
|  | 1162 | 14.9382 | 0
|  | 1163 | 14.938 | 0
|  | 1164 | 14.9378 | 0
|  | 1165 | 14.9376 | 0
|  | 1166 | 14.9375 | 0
|  | 1167 | 14.9373 | 0
|  | 1168 | 38.0943 | 0
|  | 1169 | 50.526 | 0
|  | 1170 | 49.6161 | 0
|  | 1171 | 47.551 | 0
|  | 1172 | 40.8163 | 0
|  | 1173 | 32.6532 | 0
|  | 1174 | 30.717 | 0
|  | 1175 | 29.158 | 0
|  | 1176 | 27.5991 | 0
|  | 1177 | 26.8186 | 0
|  | 1178 | 26.0381 | 0
|  | 1179 | 25.2577 | 0
|  | 1180 | 24.4774 | 0
|  | 1181 | 23.6972 | 0
|  | 1182 | 22.917 | 0
|  | 1183 | 21.3586 | 0
|  | 1184 | 15.0029 | 0
|  | 1185 | 12.9406 | 0
|  | 1186 | 12.9406 | 0
|  | 1187 | 12.9406 | 0
|  | 1188 | 12.9406 | 0
|  | 1189 | 12.9405 | 0
|  | 1190 | 12.9405 | 0
|  | 1191 | 14.0377 | 0
|  | 1192 | 37.4898 | 0
|  | 1193 | 48.5984 | 0
|  | 1194 | 49.4883 | 0
|  | 1195 | 47.4232 | 0
|  | 1196 | 40.6885 | 0
|  | 1197 | 32.5254 | 0
|  | 1198 | 30.5892 | 0
|  | 1199 | 29.0302 | 0
|  | 1200 | 27.4713 | 0
|  | 1201 | 26.6908 | 0
|  | 1202 | 25.9104 | 0
|  | 1203 | 25.13 | 0
|  | 1204 | 24.3497 | 0
|  | 1205 | 23.5695 | 0
|  | 1206 | 22.7893 | 0
|  | 1207 | 21.2309 | 0
|  | 1208 | 14.8753 | 0
|  | 1209 | 12.813 | 0
|  | 1210 | 12.813 | 0
|  | 1211 | 12.8129 | 0
|  | 1212 | 12.8129 | 0
|  | 1213 | 12.8129 | 0
|  | 1214 | 12.8129 | 0
|  | 1215 | 13.9101 | 0
|  | 1216 | 37.3622 | 0
|  | 1217 | 48.4708 | 0
|  | 1218 | 49.3607 | 0
|  | 1219 | 47.2957 | 0
|  | 1220 | 40.561 | 0
|  | 1221 | 32.3979 | 0
|  | 1222 | 30.4617 | 0
|  | 1223 | 28.9027 | 0
|  | 1224 | 27.3438 | 0
|  | 1225 | 26.5633 | 0
|  | 1226 | 25.7829 | 0
|  | 1227 | 25.0026 | 0
|  | 1228 | 24.2223 | 0
|  | 1229 | 23.442 | 0
|  | 1230 | 22.6619 | 0
|  | 1231 | 21.1035 | 0
|  | 1232 | 14.7479 | 0
|  | 1233 | 14.7477 | 0
|  | 1234 | 14.7475 | 0
|  | 1235 | 14.7474 | 0
|  | 1236 | 14.7472 | 0
|  | 1237 | 14.747 | 0
|  | 1238 | 14.7469 | 0
|  | 1239 | 14.7467 | 0
|  | 1240 | 37.9037 | 0
|  | 1241 | 50.3354 | 0
|  | 1242 | 49.4256 | 0
|  | 1243 | 47.3605 | 0
|  | 1244 | 40.6258 | 0
|  | 1245 | 32.4627 | 0
|  | 1246 | 30.5265 | 0
|  | 1247 | 28.9675 | 0
|  | 1248 | 27.4086 | 0
|  | 1249 | 26.6281 | 0
|  | 1250 | 25.8477 | 0
|  | 1251 | 25.0673 | 0
|  | 1252 | 24.287 | 0
|  | 1253 | 23.5068 | 0
|  | 1254 | 22.7266 | 0
|  | 1255 | 21.1682 | 0
|  | 1256 | 14.8126 | 0
|  | 1257 | 14.8124 | 0
|  | 1258 | 14.8123 | 0
|  | 1259 | 14.8121 | 0
|  | 1260 | 14.8119 | 0
|  | 1261 | 14.8117 | 0
|  | 1262 | 14.8116 | 0
|  | 1263 | 14.8114 | 0
|  | 1264 | 37.9684 | 0
|  | 1265 | 50.4001 | 0
|  | 1266 | 49.4902 | 0
|  | 1267 | 47.4252 | 0
|  | 1268 | 40.6905 | 0
|  | 1269 | 32.5273 | 0
|  | 1270 | 30.5912 | 0
|  | 1271 | 29.0322 | 0
|  | 1272 | 27.4733 | 0
|  | 1273 | 26.6928 | 0
|  | 1274 | 25.9123 | 0
|  | 1275 | 25.132 | 0
|  | 1276 | 24.3517 | 0
|  | 1277 | 23.5714 | 0
|  | 1278 | 22.7912 | 0
|  | 1279 | 21.2328 | 0
|  | 1280 | 14.8772 | 0
|  | 1281 | 14.877 | 0
|  | 1282 | 14.8769 | 0
|  | 1283 | 14.8767 | 0
|  | 1284 | 14.8765 | 0
|  | 1285 | 14.8763 | 0
|  | 1286 | 14.8762 | 0
|  | 1287 | 14.876 | 0
|  | 1288 | 38.033 | 0
|  | 1289 | 50.4647 | 0
|  | 1290 | 49.5548 | 0
|  | 1291 | 47.4897 | 0
|  | 1292 | 40.7551 | 0
|  | 1293 | 32.5919 | 0
|  | 1294 | 30.6557 | 0
|  | 1295 | 29.0967 | 0
|  | 1296 | 27.5378 | 0
|  | 1297 | 26.7573 | 0
|  | 1298 | 25.9769 | 0
|  | 1299 | 25.1965 | 0
|  | 1300 | 24.4162 | 0
|  | 1301 | 23.6359 | 0
|  | 1302 | 22.8558 | 0
|  | 1303 | 21.2973 | 0
|  | 1304 | 14.9417 | 0
|  | 1305 | 14.9405 | 0
|  | 1306 | 14.9393 | 0
|  | 1307 | 14.9381 | 0
|  | 1308 | 14.9369 | 0
|  | 1309 | 14.9368 | 0
|  | 1310 | 14.9366 | 0
|  | 1311 | 14.9364 | 0
|  | 1312 | 14.9362 | 0
|  | 1313 | 35.2694 | 0
|  | 1314 | 49.4913 | 0
|  | 1315 | 47.4262 | 0
|  | 1316 | 40.6915 | 0
|  | 1317 | 32.5284 | 0
|  | 1318 | 30.5922 | 0
|  | 1319 | 29.0332 | 0
|  | 1320 | 27.4743 | 0
|  | 1321 | 26.6938 | 0
|  | 1322 | 25.9134 | 0
|  | 1323 | 25.133 | 0
|  | 1324 | 24.3527 | 0
|  | 1325 | 23.5724 | 0
|  | 1326 | 22.7923 | 0
|  | 1327 | 21.2339 | 0
|  | 1328 | 14.8782 | 0
|  | 1329 | 14.8771 | 0
|  | 1330 | 14.8759 | 0
|  | 1331 | 14.8747 | 0
|  | 1332 | 14.8735 | 0
|  | 1333 | 14.8733 | 0
|  | 1334 | 14.8731 | 0
|  | 1335 | 14.873 | 0
|  | 1336 | 14.8728 | 0
|  | 1337 | 35.206 | 0
|  | 1338 | 49.4278 | 0
|  | 1339 | 47.3628 | 0
|  | 1340 | 40.6281 | 0
|  | 1341 | 32.465 | 0
|  | 1342 | 30.5288 | 0
|  | 1343 | 28.9698 | 0
|  | 1344 | 27.4109 | 0
|  | 1345 | 26.6304 | 0
|  | 1346 | 25.85 | 0
|  | 1347 | 25.0696 | 0
|  | 1348 | 24.2893 | 0
|  | 1349 | 23.5091 | 0
|  | 1350 | 22.7289 | 0
|  | 1351 | 21.1705 | 0
|  | 1352 | 14.8149 | 0
|  | 1353 | 14.8147 | 0
|  | 1354 | 14.8145 | 0
|  | 1355 | 14.8144 | 0
|  | 1356 | 14.8142 | 0
|  | 1357 | 14.814 | 0
|  | 1358 | 23.4572 | 0
|  | 1359 | 37.4322 | 0
|  | 1360 | 42.7423 | 0
|  | 1361 | 50.4492 | 0
|  | 1362 | 49.5393 | 0
|  | 1363 | 47.4742 | 0
|  | 1364 | 40.7395 | 0
|  | 1365 | 32.5764 | 0
|  | 1366 | 30.6402 | 0
|  | 1367 | 29.0812 | 0
|  | 1368 | 27.5223 | 0
|  | 1369 | 26.7418 | 0
|  | 1370 | 25.9613 | 0
|  | 1371 | 25.181 | 0
|  | 1372 | 24.4007 | 0
|  | 1373 | 23.6204 | 0
|  | 1374 | 22.8402 | 0
|  | 1375 | 21.2818 | 0
|  | 1376 | 14.9262 | 0
|  | 1377 | 14.926 | 0
|  | 1378 | 14.9258 | 0
|  | 1379 | 14.9257 | 0
|  | 1380 | 14.9255 | 0
|  | 1381 | 14.9253 | 0
|  | 1382 | 23.5684 | 0
|  | 1383 | 37.5434 | 0
|  | 1384 | 42.8535 | 0
|  | 1385 | 50.5604 | 0
|  | 1386 | 49.6505 | 0
|  | 1387 | 47.5854 | 0
|  | 1388 | 40.8507 | 0
|  | 1389 | 32.6876 | 0
|  | 1390 | 30.7514 | 0
|  | 1391 | 29.1923 | 0
|  | 1392 | 27.6334 | 0
|  | 1393 | 26.8529 | 0
|  | 1394 | 26.0725 | 0
|  | 1395 | 25.2921 | 0
|  | 1396 | 24.5118 | 0
|  | 1397 | 23.7315 | 0
|  | 1398 | 22.9513 | 0
|  | 1399 | 21.3929 | 0
|  | 1400 | 15.0373 | 0
|  | 1401 | 15.0371 | 0
|  | 1402 | 15.0369 | 0
|  | 1403 | 15.0367 | 0
|  | 1404 | 15.0365 | 0
|  | 1405 | 15.0363 | 0
|  | 1406 | 15.0361 | 0
|  | 1407 | 15.036 | 0
|  | 1408 | 38.193 | 0
|  | 1409 | 50.6247 | 0
|  | 1410 | 49.7148 | 0
|  | 1411 | 47.6497 | 0
|  | 1412 | 40.915 | 0
|  | 1413 | 32.7518 | 0
|  | 1414 | 30.8156 | 0
|  | 1415 | 29.2566 | 0
|  | 1416 | 27.6977 | 0
|  | 1417 | 26.9171 | 0
|  | 1418 | 26.1367 | 0
|  | 1419 | 25.3563 | 0
|  | 1420 | 24.576 | 0
|  | 1421 | 23.7957 | 0
|  | 1422 | 23.0155 | 0
|  | 1423 | 21.4571 | 0
|  | 1424 | 15.1015 | 0
|  | 1425 | 15.1003 | 0
|  | 1426 | 15.0991 | 0
|  | 1427 | 15.0979 | 0
|  | 1428 | 15.0966 | 0
|  | 1429 | 15.0965 | 0
|  | 1430 | 15.0963 | 0
|  | 1431 | 15.0961 | 0
|  | 1432 | 15.0959 | 0
|  | 1433 | 35.4291 | 0
|  | 1434 | 49.6509 | 0
|  | 1435 | 47.5858 | 0
|  | 1436 | 40.8511 | 0
|  | 1437 | 32.688 | 0
|  | 1438 | 30.7518 | 0
|  | 1439 | 29.1928 | 0
|  | 1440 | 27.6338 | 0
|  | 1441 | 26.8533 | 0
|  | 1442 | 26.0729 | 0
|  | 1443 | 25.2925 | 0
|  | 1444 | 24.5122 | 0
|  | 1445 | 23.7319 | 0
|  | 1446 | 22.9517 | 0
|  | 1447 | 21.3933 | 0
|  | 1448 | 15.0377 | 0
|  | 1449 | 15.0365 | 0
|  | 1450 | 15.0353 | 0
|  | 1451 | 15.0341 | 0
|  | 1452 | 15.0329 | 0
|  | 1453 | 15.0327 | 0
|  | 1454 | 15.0325 | 0
|  | 1455 | 15.0323 | 0
|  | 1456 | 15.0321 | 0
|  | 1457 | 35.3653 | 0
|  | 1458 | 49.5872 | 0
|  | 1459 | 47.5221 | 0
|  | 1460 | 40.7874 | 0
|  | 1461 | 32.6242 | 0
|  | 1462 | 30.6881 | 0
|  | 1463 | 29.129 | 0
|  | 1464 | 27.5701 | 0
|  | 1465 | 26.7896 | 0
|  | 1466 | 26.0092 | 0
|  | 1467 | 25.2288 | 0
|  | 1468 | 24.4485 | 0
|  | 1469 | 23.6683 | 0
|  | 1470 | 22.8881 | 0
|  | 1471 | 21.3297 | 0
|  | 1472 | 14.974 | 0
|  | 1473 | 14.9728 | 0
|  | 1474 | 14.9716 | 0
|  | 1475 | 14.9704 | 0
|  | 1476 | 14.9692 | 0
|  | 1477 | 14.9691 | 0
|  | 1478 | 14.9689 | 0
|  | 1479 | 14.9687 | 0
|  | 1480 | 14.9685 | 0
|  | 1481 | 35.3017 | 0
|  | 1482 | 49.5236 | 0
|  | 1483 | 47.4585 | 0
|  | 1484 | 40.7238 | 0
|  | 1485 | 32.5607 | 0
|  | 1486 | 30.6245 | 0
|  | 1487 | 29.0655 | 0
|  | 1488 | 27.5066 | 0
|  | 1489 | 26.7261 | 0
|  | 1490 | 25.9456 | 0
|  | 1491 | 25.1653 | 0
|  | 1492 | 24.385 | 0
|  | 1493 | 23.6047 | 0
|  | 1494 | 22.8245 | 0
|  | 1495 | 21.2661 | 0
|  | 1496 | 14.9105 | 0
|  | 1497 | 14.9093 | 0
|  | 1498 | 14.9081 | 0
|  | 1499 | 14.9069 | 0
|  | 1500 | 14.9057 | 0
|  | 1501 | 14.9055 | 0
|  | 1502 | 14.9054 | 0
|  | 1503 | 14.9052 | 0
|  | 1504 | 14.905 | 0
|  | 1505 | 35.2382 | 0
|  | 1506 | 49.4601 | 0
|  | 1507 | 47.395 | 0
|  | 1508 | 40.6603 | 0
|  | 1509 | 32.4972 | 0
|  | 1510 | 30.561 | 0
|  | 1511 | 29.002 | 0
|  | 1512 | 27.4431 | 0
|  | 1513 | 26.6626 | 0
|  | 1514 | 25.8822 | 0
|  | 1515 | 25.1018 | 0
|  | 1516 | 24.3215 | 0
|  | 1517 | 23.5413 | 0
|  | 1518 | 22.7611 | 0
|  | 1519 | 21.2027 | 0
|  | 1520 | 14.8471 | 0
|  | 1521 | 14.8469 | 0
|  | 1522 | 14.8467 | 0
|  | 1523 | 14.8466 | 0
|  | 1524 | 14.8464 | 0
|  | 1525 | 14.8462 | 0
|  | 1526 | 23.4893 | 0
|  | 1527 | 37.4643 | 0
|  | 1528 | 42.7745 | 0
|  | 1529 | 50.4813 | 0
|  | 1530 | 49.5714 | 0
|  | 1531 | 47.5064 | 0
|  | 1532 | 40.7717 | 0
|  | 1533 | 32.6085 | 0
|  | 1534 | 30.6724 | 0
|  | 1535 | 29.1133 | 0
|  | 1536 | 27.5544 | 0
|  | 1537 | 26.7739 | 0
|  | 1538 | 25.9935 | 0
|  | 1539 | 25.2131 | 0
|  | 1540 | 24.4328 | 0
|  | 1541 | 23.6525 | 0
|  | 1542 | 22.8724 | 0
|  | 1543 | 21.3139 | 0
|  | 1544 | 14.9583 | 0
|  | 1545 | 14.9581 | 0
|  | 1546 | 14.958 | 0
|  | 1547 | 14.9578 | 0
|  | 1548 | 14.9576 | 0
|  | 1549 | 14.9574 | 0
|  | 1550 | 23.6005 | 0
|  | 1551 | 37.5755 | 0
|  | 1552 | 42.8856 | 0
|  | 1553 | 50.5925 | 0
|  | 1554 | 49.6826 | 0
|  | 1555 | 47.6175 | 0
|  | 1556 | 40.8828 | 0
|  | 1557 | 32.7196 | 0
|  | 1558 | 30.7835 | 0
|  | 1559 | 29.2244 | 0
|  | 1560 | 27.6655 | 0
|  | 1561 | 26.885 | 0
|  | 1562 | 26.1046 | 0
|  | 1563 | 25.3242 | 0
|  | 1564 | 24.5439 | 0
|  | 1565 | 23.7636 | 0
|  | 1566 | 22.9834 | 0
|  | 1567 | 21.425 | 0
|  | 1568 | 15.0694 | 0
|  | 1569 | 15.0682 | 0
|  | 1570 | 15.0669 | 0
|  | 1571 | 15.0657 | 0
|  | 1572 | 15.0645 | 0
|  | 1573 | 15.0643 | 0
|  | 1574 | 15.0641 | 0
|  | 1575 | 15.064 | 0
|  | 1576 | 15.0638 | 0
|  | 1577 | 35.397 | 0
|  | 1578 | 49.6188 | 0
|  | 1579 | 47.5537 | 0
|  | 1580 | 40.819 | 0
|  | 1581 | 32.6559 | 0
|  | 1582 | 30.7197 | 0
|  | 1583 | 29.1607 | 0
|  | 1584 | 27.6017 | 0
|  | 1585 | 26.8212 | 0
|  | 1586 | 26.0408 | 0
|  | 1587 | 25.2604 | 0
|  | 1588 | 24.4801 | 0
|  | 1589 | 23.6999 | 0
|  | 1590 | 22.9197 | 0
|  | 1591 | 21.3613 | 0
|  | 1592 | 15.0056 | 0
|  | 1593 | 15.0044 | 0
|  | 1594 | 15.0032 | 0
|  | 1595 | 15.002 | 0
|  | 1596 | 15.0008 | 0
|  | 1597 | 15.0006 | 0
|  | 1598 | 15.0005 | 0
|  | 1599 | 15.0003 | 0
|  | 1600 | 15.0001 | 0
|  | 1601 | 35.3333 | 0
|  | 1602 | 49.5551 | 0
|  | 1603 | 47.49 | 0
|  | 1604 | 40.7554 | 0
|  | 1605 | 32.5922 | 0
|  | 1606 | 30.6561 | 0
|  | 1607 | 29.097 | 0
|  | 1608 | 27.5381 | 0
|  | 1609 | 26.7576 | 0
|  | 1610 | 25.9772 | 0
|  | 1611 | 25.1968 | 0
|  | 1612 | 24.4165 | 0
|  | 1613 | 23.6363 | 0
|  | 1614 | 22.8561 | 0
|  | 1615 | 21.2977 | 0
|  | 1616 | 14.942 | 0
|  | 1617 | 14.9419 | 0
|  | 1618 | 14.9417 | 0
|  | 1619 | 14.9415 | 0
|  | 1620 | 14.9413 | 0
|  | 1621 | 14.9411 | 0
|  | 1622 | 14.9409 | 0
|  | 1623 | 14.9408 | 0
|  | 1624 | 38.0978 | 0
|  | 1625 | 50.5295 | 0
|  | 1626 | 49.6196 | 0
|  | 1627 | 47.5545 | 0
|  | 1628 | 40.8198 | 0
|  | 1629 | 32.6566 | 0
|  | 1630 | 30.7205 | 0
|  | 1631 | 29.1614 | 0
|  | 1632 | 27.6025 | 0
|  | 1633 | 26.822 | 0
|  | 1634 | 26.0416 | 0
|  | 1635 | 25.2612 | 0
|  | 1636 | 24.4809 | 0
|  | 1637 | 23.7006 | 0
|  | 1638 | 22.9205 | 0
|  | 1639 | 21.362 | 0
|  | 1640 | 15.0064 | 0
|  | 1641 | 15.0052 | 0
|  | 1642 | 15.004 | 0
|  | 1643 | 15.0028 | 0
|  | 1644 | 15.0016 | 0
|  | 1645 | 15.0014 | 0
|  | 1646 | 15.0012 | 0
|  | 1647 | 15.001 | 0
|  | 1648 | 15.0009 | 0
|  | 1649 | 35.3341 | 0
|  | 1650 | 49.5559 | 0
|  | 1651 | 47.4908 | 0
|  | 1652 | 40.7561 | 0
|  | 1653 | 32.593 | 0
|  | 1654 | 30.6568 | 0
|  | 1655 | 29.0978 | 0
|  | 1656 | 27.5389 | 0
|  | 1657 | 26.7584 | 0
|  | 1658 | 25.978 | 0
|  | 1659 | 25.1976 | 0
|  | 1660 | 24.4173 | 0
|  | 1661 | 23.637 | 0
|  | 1662 | 22.8568 | 0
|  | 1663 | 21.2984 | 0
|  | 1664 | 14.9428 | 0
|  | 1665 | 14.9416 | 0
|  | 1666 | 14.9404 | 0
|  | 1667 | 14.9392 | 0
|  | 1668 | 14.938 | 0
|  | 1669 | 14.9378 | 0
|  | 1670 | 14.9377 | 0
|  | 1671 | 14.9375 | 0
|  | 1672 | 14.9373 | 0
|  | 1673 | 35.2705 | 0
|  | 1674 | 49.4924 | 0
|  | 1675 | 47.4273 | 0
|  | 1676 | 40.6926 | 0
|  | 1677 | 32.5295 | 0
|  | 1678 | 30.5933 | 0
|  | 1679 | 29.0343 | 0
|  | 1680 | 27.4754 | 0
|  | 1681 | 26.6949 | 0
|  | 1682 | 25.9144 | 0
|  | 1683 | 25.1341 | 0
|  | 1684 | 24.3538 | 0
|  | 1685 | 23.5735 | 0
|  | 1686 | 22.7934 | 0
|  | 1687 | 21.2349 | 0
|  | 1688 | 14.8793 | 0
|  | 1689 | 14.8792 | 0
|  | 1690 | 14.879 | 0
|  | 1691 | 14.8788 | 0
|  | 1692 | 14.8786 | 0
|  | 1693 | 14.8784 | 0
|  | 1694 | 23.5216 | 0
|  | 1695 | 37.4966 | 0
|  | 1696 | 42.8067 | 0
|  | 1697 | 50.5136 | 0
|  | 1698 | 49.6037 | 0
|  | 1699 | 47.5386 | 0
|  | 1700 | 40.8039 | 0
|  | 1701 | 32.6407 | 0
|  | 1702 | 30.7046 | 0
|  | 1703 | 29.1455 | 0
|  | 1704 | 27.5866 | 0
|  | 1705 | 26.8061 | 0
|  | 1706 | 26.0257 | 0
|  | 1707 | 25.2453 | 0
|  | 1708 | 24.465 | 0
|  | 1709 | 23.6847 | 0
|  | 1710 | 22.9046 | 0
|  | 1711 | 21.3461 | 0
|  | 1712 | 14.9905 | 0
|  | 1713 | 14.9903 | 0
|  | 1714 | 14.9901 | 0
|  | 1715 | 14.99 | 0
|  | 1716 | 14.9898 | 0
|  | 1717 | 14.9896 | 0
|  | 1718 | 23.6327 | 0
|  | 1719 | 37.6077 | 0
|  | 1720 | 42.9178 | 0
|  | 1721 | 50.6247 | 0
|  | 1722 | 49.7148 | 0
|  | 1723 | 47.6497 | 0
|  | 1724 | 40.915 | 0
|  | 1725 | 32.7518 | 0
|  | 1726 | 30.8156 | 0
|  | 1727 | 29.2566 | 0
|  | 1728 | 27.6977 | 0
|  | 1729 | 26.9171 | 0
|  | 1730 | 26.1367 | 0
|  | 1731 | 25.3563 | 0
|  | 1732 | 24.576 | 0
|  | 1733 | 23.7957 | 0
|  | 1734 | 23.0155 | 0
|  | 1735 | 21.4571 | 0
|  | 1736 | 15.1015 | 0
|  | 1737 | 15.1003 | 0
|  | 1738 | 15.0991 | 0
|  | 1739 | 15.0979 | 0
|  | 1740 | 15.0966 | 0
|  | 1741 | 15.0965 | 0
|  | 1742 | 15.0963 | 0
|  | 1743 | 15.0961 | 0
|  | 1744 | 15.0959 | 0
|  | 1745 | 35.4291 | 0
|  | 1746 | 49.6509 | 0
|  | 1747 | 47.5858 | 0
|  | 1748 | 40.8511 | 0
|  | 1749 | 32.688 | 0
|  | 1750 | 30.7518 | 0
|  | 1751 | 29.1928 | 0
|  | 1752 | 27.6338 | 0
|  | 1753 | 26.8533 | 0
|  | 1754 | 26.0729 | 0
|  | 1755 | 25.2925 | 0
|  | 1756 | 24.5122 | 0
|  | 1757 | 23.7319 | 0
|  | 1758 | 22.9517 | 0
|  | 1759 | 21.3933 | 0
|  | 1760 | 15.0377 | 0
|  | 1761 | 15.0365 | 0
|  | 1762 | 15.0353 | 0
|  | 1763 | 15.0341 | 0
|  | 1764 | 15.0329 | 0
|  | 1765 | 15.0327 | 0
|  | 1766 | 15.0325 | 0
|  | 1767 | 15.0323 | 0
|  | 1768 | 15.0321 | 0
|  | 1769 | 35.3653 | 0
|  | 1770 | 49.5872 | 0
|  | 1771 | 47.5221 | 0
|  | 1772 | 40.7874 | 0
|  | 1773 | 32.6242 | 0
|  | 1774 | 30.6881 | 0
|  | 1775 | 29.129 | 0
|  | 1776 | 27.5701 | 0
|  | 1777 | 26.7896 | 0
|  | 1778 | 26.0092 | 0
|  | 1779 | 25.2288 | 0
|  | 1780 | 24.4485 | 0
|  | 1781 | 23.6683 | 0
|  | 1782 | 22.8881 | 0
|  | 1783 | 21.4411 | 0
|  | 1784 | 21.4394 | 0
|  | 1785 | 21.4377 | 0
|  | 1786 | 21.436 | 0
|  | 1787 | 21.4343 | 0
|  | 1788 | 21.4325 | 0
|  | 1789 | 21.4308 | 0
|  | 1790 | 21.4291 | 0
|  | 1791 | 21.4274 | 0
|  | 1792 | 21.4257 | 0
|  | 1793 | 21.424 | 0
|  | 1794 | 38.9246 | 0
|  | 1795 | 47.4257 | 0
|  | 1796 | 40.691 | 0
|  | 1797 | 32.5279 | 0
|  | 1798 | 30.5917 | 0
|  | 1799 | 29.0327 | 0
|  | 1800 | 27.4738 | 0
|  | 1801 | 26.6933 | 0
|  | 1802 | 25.9129 | 0
|  | 1803 | 25.1325 | 0
|  | 1804 | 24.3522 | 0
|  | 1805 | 23.5719 | 0
|  | 1806 | 22.7918 | 0
|  | 1807 | 21.3448 | 0
|  | 1808 | 21.3431 | 0
|  | 1809 | 21.3414 | 0
|  | 1810 | 21.3397 | 0
|  | 1811 | 21.338 | 0
|  | 1812 | 21.3363 | 0
|  | 1813 | 21.3346 | 0
|  | 1814 | 21.3329 | 0
|  | 1815 | 21.3312 | 0
|  | 1816 | 21.3295 | 0
|  | 1817 | 21.3277 | 0
|  | 1818 | 38.8283 | 0
|  | 1819 | 47.3295 | 0
|  | 1820 | 40.5948 | 0
|  | 1821 | 32.4317 | 0
|  | 1822 | 30.4955 | 0
|  | 1823 | 28.9365 | 0
|  | 1824 | 27.3776 | 0
|  | 1825 | 26.5971 | 0
|  | 1826 | 25.8167 | 0
|  | 1827 | 25.0363 | 0
|  | 1828 | 24.2561 | 0
|  | 1829 | 23.4758 | 0
|  | 1830 | 22.6956 | 0
|  | 1831 | 21.1372 | 0
|  | 1832 | 14.7816 | 0
|  | 1833 | 14.7805 | 0
|  | 1834 | 14.7793 | 0
|  | 1835 | 14.7781 | 0
|  | 1836 | 14.7769 | 0
|  | 1837 | 14.7767 | 0
|  | 1838 | 14.7766 | 0
|  | 1839 | 14.7764 | 0
|  | 1840 | 14.7762 | 0
|  | 1841 | 35.1095 | 0
|  | 1842 | 49.3313 | 0
|  | 1843 | 47.2662 | 0
|  | 1844 | 40.5316 | 0
|  | 1845 | 32.3685 | 0
|  | 1846 | 30.4323 | 0
|  | 1847 | 28.8733 | 0
|  | 1848 | 27.3144 | 0
|  | 1849 | 26.5339 | 0
|  | 1850 | 25.7535 | 0
|  | 1851 | 24.9732 | 0
|  | 1852 | 24.1929 | 0
|  | 1853 | 23.4126 | 0
|  | 1854 | 22.6325 | 0
|  | 1855 | 21.0741 | 0
|  | 1856 | 14.7185 | 0
|  | 1857 | 12.6562 | 0
|  | 1858 | 12.6562 | 0
|  | 1859 | 12.6562 | 0
|  | 1860 | 12.6562 | 0
|  | 1861 | 12.6562 | 0
|  | 1862 | 12.6562 | 0
|  | 1863 | 13.7533 | 0
|  | 1864 | 37.2055 | 0
|  | 1865 | 48.3141 | 0
|  | 1866 | 49.204 | 0
|  | 1867 | 47.139 | 0
|  | 1868 | 40.4043 | 0
|  | 1869 | 32.2412 | 0
|  | 1870 | 30.3051 | 0
|  | 1871 | 28.7461 | 0
|  | 1872 | 27.1872 | 0
|  | 1873 | 26.4067 | 0
|  | 1874 | 25.6263 | 0
|  | 1875 | 24.846 | 0
|  | 1876 | 24.0657 | 0
|  | 1877 | 23.2855 | 0
|  | 1878 | 22.5053 | 0
|  | 1879 | 20.9469 | 0
|  | 1880 | 14.5913 | 0
|  | 1881 | 14.5912 | 0
|  | 1882 | 14.591 | 0
|  | 1883 | 14.5909 | 0
|  | 1884 | 14.5907 | 0
|  | 1885 | 14.5906 | 0
|  | 1886 | 23.2337 | 0
|  | 1887 | 37.2087 | 0
|  | 1888 | 42.5189 | 0
|  | 1889 | 50.2258 | 0
|  | 1890 | 49.3159 | 0
|  | 1891 | 47.2508 | 0
|  | 1892 | 40.5162 | 0
|  | 1893 | 32.3531 | 0
|  | 1894 | 30.4169 | 0
|  | 1895 | 28.8579 | 0
|  | 1896 | 27.299 | 0
|  | 1897 | 26.5185 | 0
|  | 1898 | 25.7381 | 0
|  | 1899 | 24.9578 | 0
|  | 1900 | 24.1775 | 0
|  | 1901 | 23.3972 | 0
|  | 1902 | 22.6171 | 0
|  | 1903 | 21.0587 | 0
|  | 1904 | 14.7031 | 0
|  | 1905 | 14.7019 | 0
|  | 1906 | 14.7007 | 0
|  | 1907 | 14.6996 | 0
|  | 1908 | 14.6984 | 0
|  | 1909 | 14.6982 | 0
|  | 1910 | 14.6981 | 0
|  | 1911 | 14.6979 | 0
|  | 1912 | 14.6977 | 0
|  | 1913 | 35.031 | 0
|  | 1914 | 49.2528 | 0
|  | 1915 | 47.1878 | 0
|  | 1916 | 40.4531 | 0
|  | 1917 | 32.29 | 0
|  | 1918 | 30.3538 | 0
|  | 1919 | 28.7948 | 0
|  | 1920 | 27.2359 | 0
|  | 1921 | 26.4555 | 0
|  | 1922 | 25.6751 | 0
|  | 1923 | 24.8947 | 0
|  | 1924 | 24.1144 | 0
|  | 1925 | 23.3342 | 0
|  | 1926 | 22.5541 | 0
|  | 1927 | 21.1071 | 0
|  | 1928 | 21.1054 | 0
|  | 1929 | 21.1037 | 0
|  | 1930 | 21.102 | 0
|  | 1931 | 21.1004 | 0
|  | 1932 | 21.0987 | 0
|  | 1933 | 21.097 | 0
|  | 1934 | 21.0953 | 0
|  | 1935 | 21.0936 | 0
|  | 1936 | 21.0919 | 0
|  | 1937 | 21.0902 | 0
|  | 1938 | 38.5908 | 0
|  | 1939 | 47.092 | 0
|  | 1940 | 40.3574 | 0
|  | 1941 | 32.1942 | 0
|  | 1942 | 30.2581 | 0
|  | 1943 | 28.6991 | 0
|  | 1944 | 27.1402 | 0
|  | 1945 | 26.3598 | 0
|  | 1946 | 25.5794 | 0
|  | 1947 | 24.799 | 0
|  | 1948 | 24.0187 | 0
|  | 1949 | 23.2385 | 0
|  | 1950 | 22.4584 | 0
|  | 1951 | 21.0115 | 0
|  | 1952 | 21.0098 | 0
|  | 1953 | 21.0081 | 0
|  | 1954 | 21.0064 | 0
|  | 1955 | 21.0047 | 0
|  | 1956 | 21.0031 | 0
|  | 1957 | 21.0014 | 0
|  | 1958 | 20.9997 | 0
|  | 1959 | 20.998 | 0
|  | 1960 | 20.9963 | 0
|  | 1961 | 20.9947 | 0
|  | 1962 | 38.4953 | 0
|  | 1963 | 46.9964 | 0
|  | 1964 | 40.2618 | 0
|  | 1965 | 32.0987 | 0
|  | 1966 | 30.1626 | 0
|  | 1967 | 28.6036 | 0
|  | 1968 | 27.0447 | 0
|  | 1969 | 26.2642 | 0
|  | 1970 | 25.4839 | 0
|  | 1971 | 24.7035 | 0
|  | 1972 | 23.9233 | 0
|  | 1973 | 23.143 | 0
|  | 1974 | 22.3629 | 0
|  | 1975 | 20.916 | 0
|  | 1976 | 20.9143 | 0
|  | 1977 | 20.9126 | 0
|  | 1978 | 20.911 | 0
|  | 1979 | 20.9093 | 0
|  | 1980 | 20.9076 | 0
|  | 1981 | 20.9059 | 0
|  | 1982 | 20.9043 | 0
|  | 1983 | 20.9026 | 0
|  | 1984 | 20.9009 | 0
|  | 1985 | 20.8993 | 0
|  | 1986 | 38.3999 | 0
|  | 1987 | 46.9011 | 0
|  | 1988 | 40.1664 | 0
|  | 1989 | 32.0033 | 0
|  | 1990 | 30.0672 | 0
|  | 1991 | 28.5082 | 0
|  | 1992 | 26.9494 | 0
|  | 1993 | 26.1689 | 0
|  | 1994 | 25.3885 | 0
|  | 1995 | 24.6082 | 0
|  | 1996 | 23.8279 | 0
|  | 1997 | 23.0477 | 0
|  | 1998 | 22.2676 | 0
|  | 1999 | 20.8207 | 0
|  | 2000 | 20.819 | 0
|  | 2001 | 20.8174 | 0
|  | 2002 | 20.8157 | 0
|  | 2003 | 20.814 | 0
|  | 2004 | 20.8124 | 0
|  | 2005 | 20.8107 | 0
|  | 2006 | 20.809 | 0
|  | 2007 | 20.8074 | 0
|  | 2008 | 20.8057 | 0
|  | 2009 | 20.804 | 0
|  | 2010 | 38.3047 | 0
|  | 2011 | 46.8059 | 0
|  | 2012 | 40.0712 | 0
|  | 2013 | 31.9081 | 0
|  | 2014 | 29.972 | 0
|  | 2015 | 28.4131 | 0
|  | 2016 | 26.8542 | 0
|  | 2017 | 26.0738 | 0
|  | 2018 | 25.2934 | 0
|  | 2019 | 24.5131 | 0
|  | 2020 | 23.7328 | 0
|  | 2021 | 22.9526 | 0
|  | 2022 | 22.1725 | 0
|  | 2023 | 20.6141 | 0
|  | 2024 | 20.6125 | 0
|  | 2025 | 20.6108 | 0
|  | 2026 | 20.6092 | 0
|  | 2027 | 20.6075 | 0
|  | 2028 | 20.6059 | 0
|  | 2029 | 20.6042 | 0
|  | 2030 | 20.6026 | 0
|  | 2031 | 20.6009 | 0
|  | 2032 | 20.5993 | 0
|  | 2033 | 20.5976 | 0
|  | 2034 | 38.2053 | 0
|  | 2035 | 46.7362 | 0
|  | 2036 | 40.0016 | 0
|  | 2037 | 31.8385 | 0
|  | 2038 | 29.9024 | 0
|  | 2039 | 28.3435 | 0
|  | 2040 | 26.7846 | 0
|  | 2041 | 26.0042 | 0
|  | 2042 | 25.2238 | 0
|  | 2043 | 24.4435 | 0
|  | 2044 | 23.6632 | 0
|  | 2045 | 22.8831 | 0
|  | 2046 | 22.1029 | 0
|  | 2047 | 20.5446 | 0
|  | 2048 | 20.5429 | 0
|  | 2049 | 20.5413 | 0
|  | 2050 | 20.5396 | 0
|  | 2051 | 20.538 | 0
|  | 2052 | 20.5364 | 0
|  | 2053 | 20.5347 | 0
|  | 2054 | 20.5331 | 0
|  | 2055 | 20.5314 | 0
|  | 2056 | 20.5298 | 0
|  | 2057 | 20.5281 | 0
|  | 2058 | 38.1358 | 0
|  | 2059 | 46.6668 | 0
|  | 2060 | 39.9321 | 0
|  | 2061 | 31.7691 | 0
|  | 2062 | 29.833 | 0
|  | 2063 | 28.274 | 0
|  | 2064 | 26.7152 | 0
|  | 2065 | 25.9347 | 0
|  | 2066 | 25.1544 | 0
|  | 2067 | 24.3741 | 0
|  | 2068 | 23.5938 | 0
|  | 2069 | 22.8136 | 0
|  | 2070 | 22.0335 | 0
|  | 2071 | 20.5866 | 0
|  | 2072 | 20.585 | 0
|  | 2073 | 20.5833 | 0
|  | 2074 | 20.5817 | 0
|  | 2075 | 20.58 | 0
|  | 2076 | 20.5784 | 0
|  | 2077 | 20.5767 | 0
|  | 2078 | 20.5751 | 0
|  | 2079 | 20.5734 | 0
|  | 2080 | 20.5718 | 0
|  | 2081 | 20.5702 | 0
|  | 2082 | 38.0708 | 0
|  | 2083 | 46.572 | 0
|  | 2084 | 39.8374 | 0
|  | 2085 | 31.6743 | 0
|  | 2086 | 29.7382 | 0
|  | 2087 | 28.1793 | 0
|  | 2088 | 26.6204 | 0
|  | 2089 | 25.84 | 0
|  | 2090 | 25.0597 | 0
|  | 2091 | 24.2794 | 0
|  | 2092 | 23.4991 | 0
|  | 2093 | 22.719 | 0
|  | 2094 | 21.9388 | 0
|  | 2095 | 20.492 | 0
|  | 2096 | 20.4903 | 0
|  | 2097 | 20.4887 | 0
|  | 2098 | 20.487 | 0
|  | 2099 | 20.4854 | 0
|  | 2100 | 20.4838 | 0
|  | 2101 | 20.4821 | 0
|  | 2102 | 20.4805 | 0
|  | 2103 | 20.4788 | 0
|  | 2104 | 20.4772 | 0
|  | 2105 | 20.4756 | 0
|  | 2106 | 37.9762 | 0
|  | 2107 | 46.4774 | 0
|  | 2108 | 39.7428 | 0
|  | 2109 | 31.5798 | 0
|  | 2110 | 29.6437 | 0
|  | 2111 | 28.0847 | 0
|  | 2112 | 26.5259 | 0
|  | 2113 | 25.7455 | 0
|  | 2114 | 24.9651 | 0
|  | 2115 | 24.1849 | 0
|  | 2116 | 23.4046 | 0
|  | 2117 | 22.6245 | 0
|  | 2118 | 21.8444 | 0
|  | 2119 | 20.3975 | 0
|  | 2120 | 20.3958 | 0
|  | 2121 | 20.3942 | 0
|  | 2122 | 20.3926 | 0
|  | 2123 | 20.3909 | 0
|  | 2124 | 20.3893 | 0
|  | 2125 | 20.3877 | 0
|  | 2126 | 20.3861 | 0
|  | 2127 | 20.3844 | 0
|  | 2128 | 20.3828 | 0
|  | 2129 | 20.3812 | 0
|  | 2130 | 37.8818 | 0
|  | 2131 | 46.3831 | 0
|  | 2132 | 39.6485 | 0
|  | 2133 | 31.4854 | 0
|  | 2134 | 29.5493 | 0
|  | 2135 | 27.9904 | 0
|  | 2136 | 26.4316 | 0
|  | 2137 | 25.6511 | 0
|  | 2138 | 24.8708 | 0
|  | 2139 | 24.0905 | 0
|  | 2140 | 23.3103 | 0
|  | 2141 | 22.5301 | 0
|  | 2142 | 21.75 | 0
|  | 2143 | 20.3032 | 0
|  | 2144 | 20.3016 | 0
|  | 2145 | 20.2999 | 0
|  | 2146 | 20.2983 | 0
|  | 2147 | 20.2967 | 0
|  | 2148 | 20.2951 | 0
|  | 2149 | 20.2934 | 0
|  | 2150 | 20.2918 | 0
|  | 2151 | 20.2902 | 0
|  | 2152 | 20.2886 | 0
|  | 2153 | 20.2869 | 0
|  | 2154 | 37.7876 | 0
|  | 2155 | 46.2888 | 0
|  | 2156 | 39.5543 | 0
|  | 2157 | 31.3912 | 0
|  | 2158 | 29.4551 | 0
|  | 2159 | 27.8962 | 0
|  | 2160 | 26.3374 | 0
|  | 2161 | 25.557 | 0
|  | 2162 | 24.7767 | 0
|  | 2163 | 23.9964 | 0
|  | 2164 | 23.2162 | 0
|  | 2165 | 22.436 | 0
|  | 2166 | 21.6559 | 0
|  | 2167 | 20.0976 | 0
|  | 2168 | 13.7421 | 0
|  | 2169 | 13.741 | 0
|  | 2170 | 13.7399 | 0
|  | 2171 | 13.7388 | 0
|  | 2172 | 13.7377 | 0
|  | 2173 | 13.7376 | 0
|  | 2174 | 13.7375 | 0
|  | 2175 | 13.7374 | 0
|  | 2176 | 13.7373 | 0
|  | 2177 | 34.0707 | 0
|  | 2178 | 48.2926 | 0
|  | 2179 | 46.2276 | 0
|  | 2180 | 39.493 | 0
|  | 2181 | 31.33 | 0
|  | 2182 | 29.3939 | 0
|  | 2183 | 27.835 | 0
|  | 2184 | 26.2762 | 0
|  | 2185 | 25.4958 | 0
|  | 2186 | 24.7154 | 0
|  | 2187 | 23.9352 | 0
|  | 2188 | 23.155 | 0
|  | 2189 | 22.3748 | 0
|  | 2190 | 21.5947 | 0
|  | 2191 | 20.0364 | 0
|  | 2192 | 20.0348 | 0
|  | 2193 | 20.0332 | 0
|  | 2194 | 20.0316 | 0
|  | 2195 | 20.03 | 0
|  | 2196 | 20.0284 | 0
|  | 2197 | 20.0268 | 0
|  | 2198 | 20.0252 | 0
|  | 2199 | 20.0236 | 0
|  | 2200 | 20.022 | 0
|  | 2201 | 20.0204 | 0
|  | 2202 | 37.6281 | 0
|  | 2203 | 46.1591 | 0
|  | 2204 | 39.4245 | 0
|  | 2205 | 31.2615 | 0
|  | 2206 | 29.3254 | 0
|  | 2207 | 27.7665 | 0
|  | 2208 | 26.2077 | 0
|  | 2209 | 25.4273 | 0
|  | 2210 | 24.647 | 0
|  | 2211 | 23.8667 | 0
|  | 2212 | 23.0865 | 0
|  | 2213 | 22.3064 | 0
|  | 2214 | 21.5263 | 0
|  | 2215 | 19.968 | 0
|  | 2216 | 19.9664 | 0
|  | 2217 | 19.9648 | 0
|  | 2218 | 19.9632 | 0
|  | 2219 | 19.9616 | 0
|  | 2220 | 19.96 | 0
|  | 2221 | 19.9584 | 0
|  | 2222 | 19.9568 | 0
|  | 2223 | 19.9552 | 0
|  | 2224 | 19.9536 | 0
|  | 2225 | 19.952 | 0
|  | 2226 | 37.5597 | 0
|  | 2227 | 46.0907 | 0
|  | 2228 | 39.3562 | 0
|  | 2229 | 31.1931 | 0
|  | 2230 | 29.2571 | 0
|  | 2231 | 27.6981 | 0
|  | 2232 | 26.1393 | 0
|  | 2233 | 25.359 | 0
|  | 2234 | 24.5786 | 0
|  | 2235 | 23.7984 | 0
|  | 2236 | 23.0182 | 0
|  | 2237 | 22.2381 | 0
|  | 2238 | 21.458 | 0
|  | 2239 | 20.0111 | 0
|  | 2240 | 20.0095 | 0
|  | 2241 | 20.0079 | 0
|  | 2242 | 20.0063 | 0
|  | 2243 | 20.0047 | 0
|  | 2244 | 20.0031 | 0
|  | 2245 | 20.0015 | 0
|  | 2246 | 19.9999 | 0
|  | 2247 | 19.9983 | 0
|  | 2248 | 19.9967 | 0
|  | 2249 | 19.9951 | 0
|  | 2250 | 37.4958 | 0
|  | 2251 | 45.9971 | 0
|  | 2252 | 39.2625 | 0
|  | 2253 | 31.0995 | 0
|  | 2254 | 29.1635 | 0
|  | 2255 | 27.6045 | 0
|  | 2256 | 26.0457 | 0
|  | 2257 | 25.2654 | 0
|  | 2258 | 24.485 | 0
|  | 2259 | 23.7048 | 0
|  | 2260 | 22.9246 | 0
|  | 2261 | 22.1445 | 0
|  | 2262 | 21.3644 | 0
|  | 2263 | 19.9176 | 0
|  | 2264 | 19.916 | 0
|  | 2265 | 19.9144 | 0
|  | 2266 | 19.9128 | 0
|  | 2267 | 19.9112 | 0
|  | 2268 | 19.9096 | 0
|  | 2269 | 19.908 | 0
|  | 2270 | 19.9064 | 0
|  | 2271 | 19.9048 | 0
|  | 2272 | 19.9032 | 0
|  | 2273 | 19.9016 | 0
|  | 2274 | 37.4024 | 0
|  | 2275 | 45.9036 | 0
|  | 2276 | 39.1691 | 0
|  | 2277 | 31.006 | 0
|  | 2278 | 29.07 | 0
|  | 2279 | 27.5111 | 0
|  | 2280 | 25.9523 | 0
|  | 2281 | 25.1719 | 0
|  | 2282 | 24.3916 | 0
|  | 2283 | 23.6114 | 0
|  | 2284 | 22.8312 | 0
|  | 2285 | 22.0511 | 0
|  | 2286 | 21.271 | 0
|  | 2287 | 19.7127 | 0
|  | 2288 | 13.3572 | 0
|  | 2289 | 13.3562 | 0
|  | 2290 | 13.3551 | 0
|  | 2291 | 13.354 | 0
|  | 2292 | 13.353 | 0
|  | 2293 | 13.3529 | 0
|  | 2294 | 13.3529 | 0
|  | 2295 | 13.3528 | 0
|  | 2296 | 13.3528 | 0
|  | 2297 | 33.6861 | 0
|  | 2298 | 47.9081 | 0
|  | 2299 | 45.8431 | 0
|  | 2300 | 39.1086 | 0
|  | 2301 | 30.9455 | 0
|  | 2302 | 29.0095 | 0
|  | 2303 | 27.4506 | 0
|  | 2304 | 25.8918 | 0
|  | 2305 | 25.1115 | 0
|  | 2306 | 24.3312 | 0
|  | 2307 | 23.5509 | 0
|  | 2308 | 22.7708 | 0
|  | 2309 | 21.9906 | 0
|  | 2310 | 21.2106 | 0
|  | 2311 | 19.7638 | 0
|  | 2312 | 19.7622 | 0
|  | 2313 | 19.7606 | 0
|  | 2314 | 19.759 | 0
|  | 2315 | 19.7574 | 0
|  | 2316 | 19.7558 | 0
|  | 2317 | 19.7543 | 0
|  | 2318 | 19.7527 | 0
|  | 2319 | 19.7511 | 0
|  | 2320 | 19.7495 | 0
|  | 2321 | 19.7479 | 0
|  | 2322 | 37.2487 | 0
|  | 2323 | 45.7499 | 0
|  | 2324 | 39.0154 | 0
|  | 2325 | 30.8524 | 0
|  | 2326 | 28.9164 | 0
|  | 2327 | 27.3575 | 0
|  | 2328 | 25.7987 | 0
|  | 2329 | 25.0183 | 0
|  | 2330 | 24.238 | 0
|  | 2331 | 23.4578 | 0
|  | 2332 | 22.6776 | 0
|  | 2333 | 21.8975 | 0
|  | 2334 | 21.1175 | 0
|  | 2335 | 19.6707 | 0
|  | 2336 | 19.6691 | 0
|  | 2337 | 19.6675 | 0
|  | 2338 | 19.666 | 0
|  | 2339 | 19.6644 | 0
|  | 2340 | 19.6628 | 0
|  | 2341 | 19.6612 | 0
|  | 2342 | 19.6597 | 0
|  | 2343 | 19.6581 | 0
|  | 2344 | 19.6565 | 0
|  | 2345 | 19.6549 | 0
|  | 2346 | 37.1557 | 0
|  | 2347 | 45.6569 | 0
|  | 2348 | 38.9224 | 0
|  | 2349 | 30.7594 | 0
|  | 2350 | 28.8234 | 0
|  | 2351 | 27.2645 | 0
|  | 2352 | 25.7057 | 0
|  | 2353 | 24.9254 | 0
|  | 2354 | 24.1451 | 0
|  | 2355 | 23.3649 | 0
|  | 2356 | 22.5847 | 0
|  | 2357 | 21.8046 | 0
|  | 2358 | 21.0246 | 0
|  | 2359 | 19.4663 | 0
|  | 2360 | 19.4648 | 0
|  | 2361 | 19.4632 | 0
|  | 2362 | 19.4616 | 0
|  | 2363 | 19.4601 | 0
|  | 2364 | 19.4585 | 0
|  | 2365 | 19.457 | 0
|  | 2366 | 19.4554 | 0
|  | 2367 | 19.4539 | 0
|  | 2368 | 19.4523 | 0
|  | 2369 | 19.4507 | 0
|  | 2370 | 37.0585 | 0
|  | 2371 | 45.5895 | 0
|  | 2372 | 38.855 | 0
|  | 2373 | 30.692 | 0
|  | 2374 | 28.756 | 0
|  | 2375 | 27.1971 | 0
|  | 2376 | 25.6384 | 0
|  | 2377 | 24.858 | 0
|  | 2378 | 24.0777 | 0
|  | 2379 | 23.2975 | 0
|  | 2380 | 22.5174 | 0
|  | 2381 | 21.7373 | 0
|  | 2382 | 20.9572 | 0
|  | 2383 | 19.399 | 0
|  | 2384 | 19.3974 | 0
|  | 2385 | 19.3959 | 0
|  | 2386 | 19.3943 | 0
|  | 2387 | 19.3928 | 0
|  | 2388 | 19.3912 | 0
|  | 2389 | 19.3897 | 0
|  | 2390 | 19.3881 | 0
|  | 2391 | 19.3866 | 0
|  | 2392 | 19.385 | 0
|  | 2393 | 19.3835 | 0
|  | 2394 | 36.9912 | 0
|  | 2395 | 45.5223 | 0
|  | 2396 | 38.7877 | 0
|  | 2397 | 30.6247 | 0
|  | 2398 | 28.6887 | 0
|  | 2399 | 27.1299 | 0
|  | 2400 | 25.5711 | 0
|  | 2401 | 24.7908 | 0
|  | 2402 | 24.0105 | 0
|  | 2403 | 23.2303 | 0
|  | 2404 | 22.4501 | 0
|  | 2405 | 21.67 | 0
|  | 2406 | 20.89 | 0
|  | 2407 | 19.4432 | 0
|  | 2408 | 19.4417 | 0
|  | 2409 | 19.4401 | 0
|  | 2410 | 19.4385 | 0
|  | 2411 | 19.437 | 0
|  | 2412 | 19.4354 | 0
|  | 2413 | 19.4339 | 0
|  | 2414 | 19.4323 | 0
|  | 2415 | 19.4308 | 0
|  | 2416 | 19.4292 | 0
|  | 2417 | 19.4277 | 0
|  | 2418 | 36.9284 | 0
|  | 2419 | 45.4297 | 0
|  | 2420 | 38.6952 | 0
|  | 2421 | 30.5322 | 0
|  | 2422 | 28.5962 | 0
|  | 2423 | 27.0373 | 0
|  | 2424 | 25.4786 | 0
|  | 2425 | 24.6983 | 0
|  | 2426 | 23.918 | 0
|  | 2427 | 23.1378 | 0
|  | 2428 | 22.3576 | 0
|  | 2429 | 21.5776 | 0
|  | 2430 | 20.7975 | 0
|  | 2431 | 19.3507 | 0
|  | 2432 | 19.3492 | 0
|  | 2433 | 19.3476 | 0
|  | 2434 | 19.3461 | 0
|  | 2435 | 19.3445 | 0
|  | 2436 | 19.343 | 0
|  | 2437 | 19.3415 | 0
|  | 2438 | 19.3399 | 0
|  | 2439 | 19.3384 | 0
|  | 2440 | 19.3368 | 0
|  | 2441 | 19.3353 | 0
|  | 2442 | 36.836 | 0
|  | 2443 | 45.3373 | 0
|  | 2444 | 38.6028 | 0
|  | 2445 | 30.4398 | 0
|  | 2446 | 28.5039 | 0
|  | 2447 | 26.945 | 0
|  | 2448 | 25.3862 | 0
|  | 2449 | 24.6059 | 0
|  | 2450 | 23.8257 | 0
|  | 2451 | 23.0455 | 0
|  | 2452 | 22.2653 | 0
|  | 2453 | 21.4852 | 0
|  | 2454 | 20.9224 | 0
|  | 2455 | 20.8817 | 0
|  | 2456 | 19.06 | 0
|  | 2457 | 19.0585 | 0
|  | 2458 | 19.057 | 0
|  | 2459 | 19.0554 | 0
|  | 2460 | 19.0539 | 0
|  | 2461 | 19.0524 | 0
|  | 2462 | 19.0509 | 0
|  | 2463 | 19.0493 | 0
|  | 2464 | 19.0478 | 0
|  | 2465 | 19.0463 | 0
|  | 2466 | 32.2377 | 0
|  | 2467 | 33.016 | 0
|  | 2468 | 38.6994 | 0
|  | 2469 | 30.5364 | 0
|  | 2470 | 28.6004 | 0
|  | 2471 | 27.0415 | 0
|  | 2472 | 25.4828 | 0
|  | 2473 | 24.7024 | 0
|  | 2474 | 23.9222 | 0
|  | 2475 | 23.142 | 0
|  | 2476 | 22.3618 | 0
|  | 2477 | 21.5817 | 0
|  | 2478 | 20.8017 | 0
|  | 2479 | 19.3549 | 0
|  | 2480 | 19.3534 | 0
|  | 2481 | 19.3518 | 0
|  | 2482 | 19.3503 | 0
|  | 2483 | 19.3487 | 0
|  | 2484 | 19.3472 | 0
|  | 2485 | 19.3456 | 0
|  | 2486 | 19.3441 | 0
|  | 2487 | 19.3425 | 0
|  | 2488 | 19.341 | 0
|  | 2489 | 19.3395 | 0
|  | 2490 | 36.8402 | 0
|  | 2491 | 45.3415 | 0
|  | 2492 | 38.607 | 0
|  | 2493 | 30.444 | 0
|  | 2494 | 28.508 | 0
|  | 2495 | 26.9492 | 0
|  | 2496 | 25.3904 | 0
|  | 2497 | 24.6101 | 0
|  | 2498 | 23.8298 | 0
|  | 2499 | 23.0496 | 0
|  | 2500 | 22.2695 | 0
|  | 2501 | 21.4894 | 0
|  | 2502 | 20.7094 | 0
|  | 2503 | 19.1512 | 0
|  | 2504 | 12.7957 | 0
|  | 2505 | 12.7957 | 0
|  | 2506 | 12.7957 | 0
|  | 2507 | 12.7957 | 0
|  | 2508 | 12.7957 | 0
|  | 2509 | 12.7957 | 0
|  | 2510 | 12.7957 | 0
|  | 2511 | 12.7957 | 0
|  | 2512 | 35.9529 | 0
|  | 2513 | 48.3847 | 0
|  | 2514 | 47.475 | 0
|  | 2515 | 45.4101 | 0
|  | 2516 | 38.6756 | 0
|  | 2517 | 30.5126 | 0
|  | 2518 | 28.5766 | 0
|  | 2519 | 27.0177 | 0
|  | 2520 | 25.459 | 0
|  | 2521 | 24.6786 | 0
|  | 2522 | 23.8984 | 0
|  | 2523 | 23.1182 | 0
|  | 2524 | 22.338 | 0
|  | 2525 | 21.5579 | 0
|  | 2526 | 20.7779 | 0
|  | 2527 | 19.2197 | 0
|  | 2528 | 12.8642 | 0
|  | 2529 | 12.8642 | 0
|  | 2530 | 12.8642 | 0
|  | 2531 | 12.8642 | 0
|  | 2532 | 12.8642 | 0
|  | 2533 | 12.8641 | 0
|  | 2534 | 21.5074 | 0
|  | 2535 | 35.4826 | 0
|  | 2536 | 40.7929 | 0
|  | 2537 | 48.4999 | 0
|  | 2538 | 47.5902 | 0
|  | 2539 | 45.5252 | 0
|  | 2540 | 38.7907 | 0
|  | 2541 | 30.6277 | 0
|  | 2542 | 28.6917 | 0
|  | 2543 | 27.1328 | 0
|  | 2544 | 25.5741 | 0
|  | 2545 | 24.7938 | 0
|  | 2546 | 24.0135 | 0
|  | 2547 | 23.2333 | 0
|  | 2548 | 22.4531 | 0
|  | 2549 | 21.673 | 0
|  | 2550 | 20.893 | 0
|  | 2551 | 19.3347 | 0
|  | 2552 | 19.3332 | 0
|  | 2553 | 19.3316 | 0
|  | 2554 | 19.3301 | 0
|  | 2555 | 19.3285 | 0
|  | 2556 | 19.327 | 0
|  | 2557 | 19.3255 | 0
|  | 2558 | 19.3239 | 0
|  | 2559 | 19.3224 | 0
|  | 2560 | 19.3208 | 0
|  | 2561 | 19.3193 | 0
|  | 2562 | 36.927 | 0
|  | 2563 | 45.4581 | 0
|  | 2564 | 38.7236 | 0
|  | 2565 | 30.5606 | 0
|  | 2566 | 28.6246 | 0
|  | 2567 | 27.0657 | 0
|  | 2568 | 25.507 | 0
|  | 2569 | 24.7266 | 0
|  | 2570 | 23.9464 | 0
|  | 2571 | 23.1661 | 0
|  | 2572 | 22.386 | 0
|  | 2573 | 21.6059 | 0
|  | 2574 | 20.8259 | 0
|  | 2575 | 19.2676 | 0
|  | 2576 | 12.9122 | 0
|  | 2577 | 12.9112 | 0
|  | 2578 | 12.9101 | 0
|  | 2579 | 12.9091 | 0
|  | 2580 | 12.9081 | 0
|  | 2581 | 12.908 | 0
|  | 2582 | 12.908 | 0
|  | 2583 | 12.908 | 0
|  | 2584 | 12.908 | 0
|  | 2585 | 33.2414 | 0
|  | 2586 | 47.4634 | 0
|  | 2587 | 45.3984 | 0
|  | 2588 | 38.6639 | 0
|  | 2589 | 30.5009 | 0
|  | 2590 | 28.565 | 0
|  | 2591 | 27.0061 | 0
|  | 2592 | 25.4473 | 0
|  | 2593 | 24.667 | 0
|  | 2594 | 23.8867 | 0
|  | 2595 | 23.1065 | 0
|  | 2596 | 22.3264 | 0
|  | 2597 | 21.5463 | 0
|  | 2598 | 20.7663 | 0
|  | 2599 | 19.3195 | 0
|  | 2600 | 19.318 | 0
|  | 2601 | 19.3164 | 0
|  | 2602 | 19.3149 | 0
|  | 2603 | 19.3133 | 0
|  | 2604 | 19.3118 | 0
|  | 2605 | 19.3102 | 0
|  | 2606 | 19.3087 | 0
|  | 2607 | 19.3071 | 0
|  | 2608 | 19.3056 | 0
|  | 2609 | 19.3041 | 0
|  | 2610 | 36.8048 | 0
|  | 2611 | 45.3061 | 0
|  | 2612 | 38.5716 | 0
|  | 2613 | 30.4086 | 0
|  | 2614 | 28.4727 | 0
|  | 2615 | 26.9138 | 0
|  | 2616 | 25.3551 | 0
|  | 2617 | 24.5747 | 0
|  | 2618 | 23.7945 | 0
|  | 2619 | 23.0143 | 0
|  | 2620 | 22.2341 | 0
|  | 2621 | 21.4541 | 0
|  | 2622 | 20.8912 | 0
|  | 2623 | 20.8505 | 0
|  | 2624 | 19.0288 | 0
|  | 2625 | 19.0273 | 0
|  | 2626 | 19.0258 | 0
|  | 2627 | 19.0243 | 0
|  | 2628 | 19.0228 | 0
|  | 2629 | 19.0212 | 0
|  | 2630 | 19.0197 | 0
|  | 2631 | 19.0182 | 0
|  | 2632 | 19.0167 | 0
|  | 2633 | 19.0151 | 0
|  | 2634 | 32.2066 | 0
|  | 2635 | 32.9849 | 0
|  | 2636 | 38.6682 | 0
|  | 2637 | 30.5053 | 0
|  | 2638 | 28.5693 | 0
|  | 2639 | 27.0104 | 0
|  | 2640 | 25.4517 | 0
|  | 2641 | 24.6713 | 0
|  | 2642 | 23.8911 | 0
|  | 2643 | 23.1109 | 0
|  | 2644 | 22.3307 | 0
|  | 2645 | 21.5506 | 0
|  | 2646 | 20.9878 | 0
|  | 2647 | 20.9471 | 0
|  | 2648 | 19.1254 | 0
|  | 2649 | 19.1238 | 0
|  | 2650 | 19.1223 | 0
|  | 2651 | 19.1208 | 0
|  | 2652 | 19.1193 | 0
|  | 2653 | 19.1177 | 0
|  | 2654 | 19.1162 | 0
|  | 2655 | 19.1147 | 0
|  | 2656 | 19.1131 | 0
|  | 2657 | 19.1116 | 0
|  | 2658 | 32.303 | 0
|  | 2659 | 33.0813 | 0
|  | 2660 | 38.7647 | 0
|  | 2661 | 30.6017 | 0
|  | 2662 | 28.6657 | 0
|  | 2663 | 27.1068 | 0
|  | 2664 | 25.5481 | 0
|  | 2665 | 24.7677 | 0
|  | 2666 | 23.9875 | 0
|  | 2667 | 23.2072 | 0
|  | 2668 | 22.4271 | 0
|  | 2669 | 21.647 | 0
|  | 2670 | 21.0841 | 0
|  | 2671 | 21.0434 | 0
|  | 2672 | 19.2217 | 0
|  | 2673 | 19.2202 | 0
|  | 2674 | 19.2187 | 0
|  | 2675 | 19.2171 | 0
|  | 2676 | 19.2156 | 0
|  | 2677 | 19.214 | 0
|  | 2678 | 19.2125 | 0
|  | 2679 | 19.211 | 0
|  | 2680 | 19.2094 | 0
|  | 2681 | 19.2079 | 0
|  | 2682 | 32.3993 | 0
|  | 2683 | 33.1776 | 0
|  | 2684 | 38.8609 | 0
|  | 2685 | 30.6979 | 0
|  | 2686 | 28.7619 | 0
|  | 2687 | 27.2031 | 0
|  | 2688 | 25.6443 | 0
|  | 2689 | 24.8639 | 0
|  | 2690 | 24.0837 | 0
|  | 2691 | 23.3034 | 0
|  | 2692 | 22.5233 | 0
|  | 2693 | 21.7432 | 0
|  | 2694 | 20.9632 | 0
|  | 2695 | 19.4049 | 0
|  | 2696 | 19.4033 | 0
|  | 2697 | 19.4018 | 0
|  | 2698 | 19.4002 | 0
|  | 2699 | 19.3987 | 0
|  | 2700 | 19.3971 | 0
|  | 2701 | 19.3956 | 0
|  | 2702 | 19.394 | 0
|  | 2703 | 19.3925 | 0
|  | 2704 | 19.3909 | 0
|  | 2705 | 19.3894 | 0
|  | 2706 | 36.9971 | 0
|  | 2707 | 45.5282 | 0
|  | 2708 | 38.7937 | 0
|  | 2709 | 30.6307 | 0
|  | 2710 | 28.6947 | 0
|  | 2711 | 27.1358 | 0
|  | 2712 | 25.577 | 0
|  | 2713 | 24.7967 | 0
|  | 2714 | 24.0164 | 0
|  | 2715 | 23.2362 | 0
|  | 2716 | 22.456 | 0
|  | 2717 | 21.676 | 0
|  | 2718 | 20.8959 | 0
|  | 2719 | 19.3377 | 0
|  | 2720 | 19.3361 | 0
|  | 2721 | 19.3346 | 0
|  | 2722 | 19.333 | 0
|  | 2723 | 19.3315 | 0
|  | 2724 | 19.3299 | 0
|  | 2725 | 19.3284 | 0
|  | 2726 | 19.3268 | 0
|  | 2727 | 19.3253 | 0
|  | 2728 | 19.3238 | 0
|  | 2729 | 19.3222 | 0
|  | 2730 | 36.93 | 0
|  | 2731 | 45.461 | 0
|  | 2732 | 38.7265 | 0
|  | 2733 | 30.5635 | 0
|  | 2734 | 28.6275 | 0
|  | 2735 | 27.0686 | 0
|  | 2736 | 25.5099 | 0
|  | 2737 | 24.7296 | 0
|  | 2738 | 23.9493 | 0
|  | 2739 | 23.1691 | 0
|  | 2740 | 22.3889 | 0
|  | 2741 | 21.6088 | 0
|  | 2742 | 20.8288 | 0
|  | 2743 | 19.2706 | 0
|  | 2744 | 12.9151 | 0
|  | 2745 | 12.9151 | 0
|  | 2746 | 12.9151 | 0
|  | 2747 | 12.915 | 0
|  | 2748 | 12.915 | 0
|  | 2749 | 12.915 | 0
|  | 2750 | 12.915 | 0
|  | 2751 | 12.915 | 0
|  | 2752 | 36.0722 | 0
|  | 2753 | 48.504 | 0
|  | 2754 | 47.5943 | 0
|  | 2755 | 45.5293 | 0
|  | 2756 | 38.7948 | 0
|  | 2757 | 30.6318 | 0
|  | 2758 | 28.6958 | 0
|  | 2759 | 27.137 | 0
|  | 2760 | 25.5782 | 0
|  | 2761 | 24.7979 | 0
|  | 2762 | 24.0176 | 0
|  | 2763 | 23.2374 | 0
|  | 2764 | 22.4572 | 0
|  | 2765 | 21.6771 | 0
|  | 2766 | 20.8971 | 0
|  | 2767 | 19.3388 | 0
|  | 2768 | 12.9834 | 0
|  | 2769 | 12.9833 | 0
|  | 2770 | 12.9833 | 0
|  | 2771 | 12.9833 | 0
|  | 2772 | 12.9833 | 0
|  | 2773 | 12.9832 | 0
|  | 2774 | 12.9832 | 0
|  | 2775 | 12.9832 | 0
|  | 2776 | 36.1404 | 0
|  | 2777 | 48.5722 | 0
|  | 2778 | 47.6625 | 0
|  | 2779 | 45.5975 | 0
|  | 2780 | 38.863 | 0
|  | 2781 | 30.7 | 0
|  | 2782 | 28.764 | 0
|  | 2783 | 27.2051 | 0
|  | 2784 | 25.6464 | 0
|  | 2785 | 24.866 | 0
|  | 2786 | 24.0857 | 0
|  | 2787 | 23.3055 | 0
|  | 2788 | 22.5254 | 0
|  | 2789 | 21.7453 | 0
|  | 2790 | 20.9652 | 0
|  | 2791 | 19.407 | 0
|  | 2792 | 13.0515 | 0
|  | 2793 | 13.0505 | 0
|  | 2794 | 13.0494 | 0
|  | 2795 | 13.0484 | 0
|  | 2796 | 13.0473 | 0
|  | 2797 | 13.0473 | 0
|  | 2798 | 13.0473 | 0
|  | 2799 | 13.0472 | 0
|  | 2800 | 13.0472 | 0
|  | 2801 | 33.3806 | 0
|  | 2802 | 47.6026 | 0
|  | 2803 | 45.5376 | 0
|  | 2804 | 38.8031 | 0
|  | 2805 | 30.6401 | 0
|  | 2806 | 28.7041 | 0
|  | 2807 | 27.1452 | 0
|  | 2808 | 25.5865 | 0
|  | 2809 | 24.8061 | 0
|  | 2810 | 24.0259 | 0
|  | 2811 | 23.2456 | 0
|  | 2812 | 22.4655 | 0
|  | 2813 | 21.6854 | 0
|  | 2814 | 20.9054 | 0
|  | 2815 | 19.3471 | 0
|  | 2816 | 12.9917 | 0
|  | 2817 | 12.9906 | 0
|  | 2818 | 12.9896 | 0
|  | 2819 | 12.9885 | 0
|  | 2820 | 12.9875 | 0
|  | 2821 | 12.9875 | 0
|  | 2822 | 12.9874 | 0
|  | 2823 | 12.9874 | 0
|  | 2824 | 12.9874 | 0
|  | 2825 | 33.3208 | 0
|  | 2826 | 47.5428 | 0
|  | 2827 | 45.4778 | 0
|  | 2828 | 38.7433 | 0
|  | 2829 | 30.5803 | 0
|  | 2830 | 28.6443 | 0
|  | 2831 | 27.0855 | 0
|  | 2832 | 25.5267 | 0
|  | 2833 | 24.7464 | 0
|  | 2834 | 23.9661 | 0
|  | 2835 | 23.1859 | 0
|  | 2836 | 22.4057 | 0
|  | 2837 | 21.6257 | 0
|  | 2838 | 20.8456 | 0
|  | 2839 | 19.3988 | 0
|  | 2840 | 19.3973 | 0
|  | 2841 | 19.3957 | 0
|  | 2842 | 19.3942 | 0
|  | 2843 | 19.3926 | 0
|  | 2844 | 19.3911 | 0
|  | 2845 | 19.3895 | 0
|  | 2846 | 19.388 | 0
|  | 2847 | 19.3864 | 0
|  | 2848 | 19.3849 | 0
|  | 2849 | 19.3833 | 0
|  | 2850 | 36.8841 | 0
|  | 2851 | 45.3854 | 0
|  | 2852 | 38.6509 | 0
|  | 2853 | 30.4879 | 0
|  | 2854 | 28.5519 | 0
|  | 2855 | 26.993 | 0
|  | 2856 | 25.4343 | 0
|  | 2857 | 24.6539 | 0
|  | 2858 | 23.8737 | 0
|  | 2859 | 23.0935 | 0
|  | 2860 | 22.3133 | 0
|  | 2861 | 21.5333 | 0
|  | 2862 | 20.7532 | 0
|  | 2863 | 19.195 | 0
|  | 2864 | 19.1935 | 0
|  | 2865 | 19.1919 | 0
|  | 2866 | 19.1904 | 0
|  | 2867 | 19.1889 | 0
|  | 2868 | 19.1873 | 0
|  | 2869 | 19.1858 | 0
|  | 2870 | 19.1842 | 0
|  | 2871 | 19.1827 | 0
|  | 2872 | 19.1812 | 0
|  | 2873 | 19.1796 | 0
|  | 2874 | 36.7874 | 0
|  | 2875 | 45.3185 | 0
|  | 2876 | 38.584 | 0
|  | 2877 | 30.421 | 0
|  | 2878 | 28.485 | 0
|  | 2879 | 26.9261 | 0
|  | 2880 | 25.3674 | 0
|  | 2881 | 24.5871 | 0
|  | 2882 | 23.8068 | 0
|  | 2883 | 23.0266 | 0
|  | 2884 | 22.2465 | 0
|  | 2885 | 21.4664 | 0
|  | 2886 | 20.6864 | 0
|  | 2887 | 19.1282 | 0
|  | 2888 | 19.1266 | 0
|  | 2889 | 19.1251 | 0
|  | 2890 | 19.1236 | 0
|  | 2891 | 19.1221 | 0
|  | 2892 | 19.1205 | 0
|  | 2893 | 19.119 | 0
|  | 2894 | 19.1175 | 0
|  | 2895 | 19.1159 | 0
|  | 2896 | 19.1144 | 0
|  | 2897 | 19.1129 | 0
|  | 2898 | 36.7206 | 0
|  | 2899 | 45.2517 | 0
|  | 2900 | 38.5172 | 0
|  | 2901 | 30.3542 | 0
|  | 2902 | 28.4183 | 0
|  | 2903 | 26.8594 | 0
|  | 2904 | 25.3007 | 0
|  | 2905 | 24.5204 | 0
|  | 2906 | 23.7401 | 0
|  | 2907 | 22.9599 | 0
|  | 2908 | 22.1798 | 0
|  | 2909 | 21.3997 | 0
|  | 2910 | 20.6197 | 0
|  | 2911 | 19.0615 | 0
|  | 2912 | 12.706 | 0
|  | 2913 | 12.706 | 0
|  | 2914 | 12.706 | 0
|  | 2915 | 12.706 | 0
|  | 2916 | 12.706 | 0
|  | 2917 | 12.706 | 0
|  | 2918 | 12.706 | 0
|  | 2919 | 12.706 | 0
|  | 2920 | 35.8632 | 0
|  | 2921 | 48.2951 | 0
|  | 2922 | 47.3854 | 0
|  | 2923 | 45.3204 | 0
|  | 2924 | 38.5859 | 0
|  | 2925 | 30.423 | 0
|  | 2926 | 28.487 | 0
|  | 2927 | 26.9281 | 0
|  | 2928 | 25.3694 | 0
|  | 2929 | 24.5891 | 0
|  | 2930 | 23.8088 | 0
|  | 2931 | 23.0286 | 0
|  | 2932 | 22.2485 | 0
|  | 2933 | 21.4684 | 0
|  | 2934 | 20.6884 | 0
|  | 2935 | 19.1301 | 0
|  | 2936 | 12.7747 | 0
|  | 2937 | 12.7737 | 0
|  | 2938 | 12.7727 | 0
|  | 2939 | 12.7716 | 0
|  | 2940 | 12.7706 | 0
|  | 2941 | 12.7706 | 0
|  | 2942 | 12.7706 | 0
|  | 2943 | 12.7706 | 0
|  | 2944 | 12.7706 | 0
|  | 2945 | 33.104 | 0
|  | 2946 | 47.326 | 0
|  | 2947 | 45.2611 | 0
|  | 2948 | 38.5266 | 0
|  | 2949 | 30.3636 | 0
|  | 2950 | 28.4276 | 0
|  | 2951 | 26.8688 | 0
|  | 2952 | 25.31 | 0
|  | 2953 | 24.5297 | 0
|  | 2954 | 23.7495 | 0
|  | 2955 | 22.9693 | 0
|  | 2956 | 22.1891 | 0
|  | 2957 | 21.4091 | 0
|  | 2958 | 20.6291 | 0
|  | 2959 | 19.0708 | 0
|  | 2960 | 12.7154 | 0
|  | 2961 | 12.7144 | 0
|  | 2962 | 12.7133 | 0
|  | 2963 | 12.7123 | 0
|  | 2964 | 12.7113 | 0
|  | 2965 | 12.7113 | 0
|  | 2966 | 12.7113 | 0
|  | 2967 | 12.7113 | 0
|  | 2968 | 12.7113 | 0
|  | 2969 | 33.0447 | 0
|  | 2970 | 47.2667 | 0
|  | 2971 | 45.2018 | 0
|  | 2972 | 38.4673 | 0
|  | 2973 | 30.3043 | 0
|  | 2974 | 28.3684 | 0
|  | 2975 | 26.8095 | 0
|  | 2976 | 25.2508 | 0
|  | 2977 | 24.4705 | 0
|  | 2978 | 23.6902 | 0
|  | 2979 | 22.91 | 0
|  | 2980 | 22.1299 | 0
|  | 2981 | 21.3498 | 0
|  | 2982 | 20.5698 | 0
|  | 2983 | 19.0116 | 0
|  | 2984 | 12.6562 | 0
|  | 2985 | 12.6562 | 0
|  | 2986 | 12.6562 | 0
|  | 2987 | 12.6562 | 0
|  | 2988 | 12.6562 | 0
|  | 2989 | 12.6562 | 0
|  | 2990 | 12.6562 | 0
|  | 2991 | 12.6562 | 0
|  | 2992 | 35.8134 | 0
|  | 2993 | 48.2453 | 0
|  | 2994 | 47.3355 | 0
|  | 2995 | 45.2706 | 0
|  | 2996 | 38.5361 | 0
|  | 2997 | 30.3732 | 0
|  | 2998 | 28.4372 | 0
|  | 2999 | 26.8783 | 0
|  | 3000 | 25.3196 | 0
|  | 3001 | 24.5393 | 0
|  | 3002 | 23.759 | 0
|  | 3003 | 22.9788 | 0
|  | 3004 | 22.1987 | 0
|  | 3005 | 21.4186 | 0
|  | 3006 | 20.6386 | 0
|  | 3007 | 19.0804 | 0
|  | 3008 | 12.7249 | 0
|  | 3009 | 12.7249 | 0
|  | 3010 | 12.7249 | 0
|  | 3011 | 12.7249 | 0
|  | 3012 | 12.7249 | 0
|  | 3013 | 12.7249 | 0
|  | 3014 | 12.7249 | 0
|  | 3015 | 12.7249 | 0
|  | 3016 | 35.8821 | 0
|  | 3017 | 48.314 | 0
|  | 3018 | 47.4042 | 0
|  | 3019 | 45.3393 | 0
|  | 3020 | 38.6048 | 0
|  | 3021 | 30.4418 | 0
|  | 3022 | 28.5059 | 0
|  | 3023 | 26.947 | 0
|  | 3024 | 25.3883 | 0
|  | 3025 | 24.6079 | 0
|  | 3026 | 23.8277 | 0
|  | 3027 | 23.0475 | 0
|  | 3028 | 22.2673 | 0
|  | 3029 | 21.4873 | 0
|  | 3030 | 20.7072 | 0
|  | 3031 | 19.149 | 0
|  | 3032 | 19.1475 | 0
|  | 3033 | 19.1459 | 0
|  | 3034 | 19.1444 | 0
|  | 3035 | 19.1429 | 0
|  | 3036 | 19.1413 | 0
|  | 3037 | 19.1398 | 0
|  | 3038 | 19.1383 | 0
|  | 3039 | 19.1368 | 0
|  | 3040 | 19.1352 | 0
|  | 3041 | 19.1337 | 0
|  | 3042 | 36.7415 | 0
|  | 3043 | 45.2725 | 0
|  | 3044 | 38.538 | 0
|  | 3045 | 30.3751 | 0
|  | 3046 | 28.4391 | 0
|  | 3047 | 26.8802 | 0
|  | 3048 | 25.3215 | 0
|  | 3049 | 24.5412 | 0
|  | 3050 | 23.7609 | 0
|  | 3051 | 22.9807 | 0
|  | 3052 | 22.2006 | 0
|  | 3053 | 21.4205 | 0
|  | 3054 | 20.6405 | 0
|  | 3055 | 19.0823 | 0
|  | 3056 | 19.0807 | 0
|  | 3057 | 19.0792 | 0
|  | 3058 | 19.0777 | 0
|  | 3059 | 19.0762 | 0
|  | 3060 | 19.0746 | 0
|  | 3061 | 19.0731 | 0
|  | 3062 | 19.0716 | 0
|  | 3063 | 19.0701 | 0
|  | 3064 | 19.0685 | 0
|  | 3065 | 19.067 | 0
|  | 3066 | 36.6748 | 0
|  | 3067 | 45.2059 | 0
|  | 3068 | 38.4714 | 0
|  | 3069 | 30.3084 | 0
|  | 3070 | 28.3724 | 0
|  | 3071 | 26.8136 | 0
|  | 3072 | 25.2548 | 0
|  | 3073 | 24.4745 | 0
|  | 3074 | 23.6943 | 0
|  | 3075 | 22.9141 | 0
|  | 3076 | 22.134 | 0
|  | 3077 | 21.3539 | 0
|  | 3078 | 20.5739 | 0
|  | 3079 | 19.0157 | 0
|  | 3080 | 12.6602 | 0
|  | 3081 | 12.6592 | 0
|  | 3082 | 12.6582 | 0
|  | 3083 | 12.6572 | 0
|  | 3084 | 12.6562 | 0
|  | 3085 | 12.6562 | 0
|  | 3086 | 12.6562 | 0
|  | 3087 | 12.6562 | 0
|  | 3088 | 12.6562 | 0
|  | 3089 | 32.9896 | 0
|  | 3090 | 47.2116 | 0
|  | 3091 | 45.1467 | 0
|  | 3092 | 38.4122 | 0
|  | 3093 | 30.2492 | 0
|  | 3094 | 28.3133 | 0
|  | 3095 | 26.7544 | 0
|  | 3096 | 25.1957 | 0
|  | 3097 | 24.4154 | 0
|  | 3098 | 23.6351 | 0
|  | 3099 | 22.855 | 0
|  | 3100 | 22.0748 | 0
|  | 3101 | 21.2948 | 0
|  | 3102 | 20.7319 | 0
|  | 3103 | 20.6913 | 0
|  | 3104 | 18.8696 | 0
|  | 3105 | 18.8681 | 0
|  | 3106 | 18.8666 | 0
|  | 3107 | 18.8651 | 0
|  | 3108 | 18.8635 | 0
|  | 3109 | 18.862 | 0
|  | 3110 | 18.8605 | 0
|  | 3111 | 18.859 | 0
|  | 3112 | 18.8575 | 0
|  | 3113 | 18.856 | 0
|  | 3114 | 32.0475 | 0
|  | 3115 | 32.8257 | 0
|  | 3116 | 38.5091 | 0
|  | 3117 | 30.3462 | 0
|  | 3118 | 28.4102 | 0
|  | 3119 | 26.8513 | 0
|  | 3120 | 25.2926 | 0
|  | 3121 | 24.5123 | 0
|  | 3122 | 23.732 | 0
|  | 3123 | 22.9518 | 0
|  | 3124 | 22.1717 | 0
|  | 3125 | 21.3916 | 0
|  | 3126 | 20.6116 | 0
|  | 3127 | 19.1649 | 0
|  | 3128 | 19.1633 | 0
|  | 3129 | 19.1618 | 0
|  | 3130 | 19.1603 | 0
|  | 3131 | 19.1587 | 0
|  | 3132 | 19.1572 | 0
|  | 3133 | 19.1557 | 0
|  | 3134 | 19.1541 | 0
|  | 3135 | 19.1526 | 0
|  | 3136 | 19.1511 | 0
|  | 3137 | 19.1495 | 0
|  | 3138 | 36.6503 | 0
|  | 3139 | 45.1516 | 0
|  | 3140 | 38.4171 | 0
|  | 3141 | 30.2542 | 0
|  | 3142 | 28.3182 | 0
|  | 3143 | 26.7593 | 0
|  | 3144 | 25.2006 | 0
|  | 3145 | 24.4203 | 0
|  | 3146 | 23.6401 | 0
|  | 3147 | 22.8599 | 0
|  | 3148 | 22.0798 | 0
|  | 3149 | 21.2997 | 0
|  | 3150 | 20.7368 | 0
|  | 3151 | 20.6962 | 0
|  | 3152 | 18.8745 | 0
|  | 3153 | 18.873 | 0
|  | 3154 | 18.8715 | 0
|  | 3155 | 18.87 | 0
|  | 3156 | 18.8685 | 0
|  | 3157 | 18.867 | 0
|  | 3158 | 18.8654 | 0
|  | 3159 | 18.8639 | 0
|  | 3160 | 18.8624 | 0
|  | 3161 | 18.8609 | 0
|  | 3162 | 32.0524 | 0
|  | 3163 | 32.8306 | 0
|  | 3164 | 38.514 | 0
|  | 3165 | 30.3511 | 0
|  | 3166 | 28.4151 | 0
|  | 3167 | 26.8562 | 0
|  | 3168 | 25.2975 | 0
|  | 3169 | 24.5172 | 0
|  | 3170 | 23.7369 | 0
|  | 3171 | 22.9567 | 0
|  | 3172 | 22.1766 | 0
|  | 3173 | 21.3965 | 0
|  | 3174 | 20.6165 | 0
|  | 3175 | 19.0583 | 0
|  | 3176 | 12.7029 | 0
|  | 3177 | 12.7029 | 0
|  | 3178 | 12.7029 | 0
|  | 3179 | 12.7029 | 0
|  | 3180 | 12.7029 | 0
|  | 3181 | 12.7028 | 0
|  | 3182 | 12.7028 | 0
|  | 3183 | 12.7028 | 0
|  | 3184 | 35.86 | 0
|  | 3185 | 48.2919 | 0
|  | 3186 | 47.3822 | 0
|  | 3187 | 45.3173 | 0
|  | 3188 | 38.5828 | 0
|  | 3189 | 30.4198 | 0
|  | 3190 | 28.4838 | 0
|  | 3191 | 26.925 | 0
|  | 3192 | 25.3662 | 0
|  | 3193 | 24.5859 | 0
|  | 3194 | 23.8056 | 0
|  | 3195 | 23.0254 | 0
|  | 3196 | 22.2453 | 0
|  | 3197 | 21.4652 | 0
|  | 3198 | 20.6852 | 0
|  | 3199 | 19.127 | 0
|  | 3200 | 19.1255 | 0
|  | 3201 | 19.1239 | 0
|  | 3202 | 19.1224 | 0
|  | 3203 | 19.1209 | 0
|  | 3204 | 19.1193 | 0
|  | 3205 | 19.1178 | 0
|  | 3206 | 19.1163 | 0
|  | 3207 | 19.1147 | 0
|  | 3208 | 19.1132 | 0
|  | 3209 | 19.1117 | 0
|  | 3210 | 36.7194 | 0
|  | 3211 | 45.2505 | 0
|  | 3212 | 38.516 | 0
|  | 3213 | 30.3531 | 0
|  | 3214 | 28.4171 | 0
|  | 3215 | 26.8582 | 0
|  | 3216 | 25.2995 | 0
|  | 3217 | 24.5192 | 0
|  | 3218 | 23.7389 | 0
|  | 3219 | 22.9587 | 0
|  | 3220 | 22.1786 | 0
|  | 3221 | 21.3985 | 0
|  | 3222 | 20.6185 | 0
|  | 3223 | 19.0603 | 0
|  | 3224 | 12.7048 | 0
|  | 3225 | 12.7048 | 0
|  | 3226 | 12.7048 | 0
|  | 3227 | 12.7048 | 0
|  | 3228 | 12.7048 | 0
|  | 3229 | 12.7048 | 0
|  | 3230 | 21.3481 | 0
|  | 3231 | 35.3233 | 0
|  | 3232 | 40.6336 | 0
|  | 3233 | 48.3407 | 0
|  | 3234 | 47.4309 | 0
|  | 3235 | 45.366 | 0
|  | 3236 | 38.6315 | 0
|  | 3237 | 30.4685 | 0
|  | 3238 | 28.5325 | 0
|  | 3239 | 26.9737 | 0
|  | 3240 | 25.4149 | 0
|  | 3241 | 24.6346 | 0
|  | 3242 | 23.8543 | 0
|  | 3243 | 23.0741 | 0
|  | 3244 | 22.294 | 0
|  | 3245 | 21.5139 | 0
|  | 3246 | 20.7339 | 0
|  | 3247 | 19.2871 | 0
|  | 3248 | 19.2856 | 0
|  | 3249 | 19.284 | 0
|  | 3250 | 19.2825 | 0
|  | 3251 | 19.2809 | 0
|  | 3252 | 19.2794 | 0
|  | 3253 | 19.2778 | 0
|  | 3254 | 19.2763 | 0
|  | 3255 | 19.2748 | 0
|  | 3256 | 19.2732 | 0
|  | 3257 | 19.2717 | 0
|  | 3258 | 36.7724 | 0
|  | 3259 | 45.2737 | 0
|  | 3260 | 38.5392 | 0
|  | 3261 | 30.3763 | 0
|  | 3262 | 28.4403 | 0
|  | 3263 | 26.8814 | 0
|  | 3264 | 25.3227 | 0
|  | 3265 | 24.5424 | 0
|  | 3266 | 23.7621 | 0
|  | 3267 | 22.9819 | 0
|  | 3268 | 22.2018 | 0
|  | 3269 | 21.4217 | 0
|  | 3270 | 20.6417 | 0
|  | 3271 | 19.0835 | 0
|  | 3272 | 12.728 | 0
|  | 3273 | 12.728 | 0
|  | 3274 | 12.728 | 0
|  | 3275 | 12.728 | 0
|  | 3276 | 12.728 | 0
|  | 3277 | 12.728 | 0
|  | 3278 | 12.728 | 0
|  | 3279 | 12.728 | 0
|  | 3280 | 35.8852 | 0
|  | 3281 | 48.3171 | 0
|  | 3282 | 47.4074 | 0
|  | 3283 | 45.3424 | 0
|  | 3284 | 38.6079 | 0
|  | 3285 | 30.445 | 0
|  | 3286 | 28.509 | 0
|  | 3287 | 26.9501 | 0
|  | 3288 | 25.3914 | 0
|  | 3289 | 24.611 | 0
|  | 3290 | 23.8308 | 0
|  | 3291 | 23.0506 | 0
|  | 3292 | 22.2704 | 0
|  | 3293 | 21.4904 | 0
|  | 3294 | 20.9275 | 0
|  | 3295 | 20.8868 | 0
|  | 3296 | 19.0651 | 0
|  | 3297 | 19.0636 | 0
|  | 3298 | 19.0621 | 0
|  | 3299 | 19.0606 | 0
|  | 3300 | 19.059 | 0
|  | 3301 | 19.0575 | 0
|  | 3302 | 19.056 | 0
|  | 3303 | 19.0545 | 0
|  | 3304 | 19.0529 | 0
|  | 3305 | 19.0514 | 0
|  | 3306 | 32.2428 | 0
|  | 3307 | 33.0211 | 0
|  | 3308 | 38.7045 | 0
|  | 3309 | 30.5415 | 0
|  | 3310 | 28.6055 | 0
|  | 3311 | 27.0466 | 0
|  | 3312 | 25.4879 | 0
|  | 3313 | 24.7076 | 0
|  | 3314 | 23.9273 | 0
|  | 3315 | 23.1471 | 0
|  | 3316 | 22.3669 | 0
|  | 3317 | 21.5869 | 0
|  | 3318 | 20.8068 | 0
|  | 3319 | 20.8052 | 0
|  | 3320 | 20.8035 | 0
|  | 3321 | 20.8018 | 0
|  | 3322 | 20.8002 | 0
|  | 3323 | 20.7985 | 0
|  | 3324 | 20.7968 | 0
|  | 3325 | 20.7952 | 0
|  | 3326 | 20.7935 | 0
|  | 3327 | 20.7919 | 0
|  | 3328 | 20.7902 | 0
|  | 3329 | 20.7885 | 0
|  | 3330 | 25.7845 | 0
|  | 3331 | 39.4141 | 0
|  | 3332 | 38.4667 | 0
|  | 3333 | 30.3037 | 0
|  | 3334 | 28.3678 | 0
|  | 3335 | 26.8089 | 0
|  | 3336 | 25.2502 | 0
|  | 3337 | 24.4699 | 0
|  | 3338 | 23.6896 | 0
|  | 3339 | 22.9094 | 0
|  | 3340 | 22.1293 | 0
|  | 3341 | 21.3492 | 0
|  | 3342 | 20.7864 | 0
|  | 3343 | 20.7457 | 0
|  | 3344 | 18.924 | 0
|  | 3345 | 18.9225 | 0
|  | 3346 | 18.921 | 0
|  | 3347 | 18.9195 | 0
|  | 3348 | 18.918 | 0
|  | 3349 | 18.9165 | 0
|  | 3350 | 18.9149 | 0
|  | 3351 | 18.9134 | 0
|  | 3352 | 18.9119 | 0
|  | 3353 | 18.9104 | 0
|  | 3354 | 32.1019 | 0
|  | 3355 | 32.8801 | 0
|  | 3356 | 38.5635 | 0
|  | 3357 | 30.4005 | 0
|  | 3358 | 28.4646 | 0
|  | 3359 | 26.9057 | 0
|  | 3360 | 25.347 | 0
|  | 3361 | 24.5666 | 0
|  | 3362 | 23.7864 | 0
|  | 3363 | 23.0062 | 0
|  | 3364 | 22.2261 | 0
|  | 3365 | 21.446 | 0
|  | 3366 | 20.666 | 0
|  | 3367 | 19.1077 | 0
|  | 3368 | 19.1062 | 0
|  | 3369 | 19.1047 | 0
|  | 3370 | 19.1032 | 0
|  | 3371 | 19.1016 | 0
|  | 3372 | 19.1001 | 0
|  | 3373 | 19.0986 | 0
|  | 3374 | 19.097 | 0
|  | 3375 | 19.0955 | 0
|  | 3376 | 19.094 | 0
|  | 3377 | 19.0925 | 0
|  | 3378 | 36.7002 | 0
|  | 3379 | 45.2313 | 0
|  | 3380 | 38.4968 | 0
|  | 3381 | 30.3338 | 0
|  | 3382 | 28.3979 | 0
|  | 3383 | 26.839 | 0
|  | 3384 | 25.2803 | 0
|  | 3385 | 24.5 | 0
|  | 3386 | 23.7197 | 0
|  | 3387 | 22.9395 | 0
|  | 3388 | 22.1594 | 0
|  | 3389 | 21.3793 | 0
|  | 3390 | 20.5993 | 0
|  | 3391 | 19.0411 | 0
|  | 3392 | 12.6856 | 0
|  | 3393 | 12.6856 | 0
|  | 3394 | 12.6856 | 0
|  | 3395 | 12.6856 | 0
|  | 3396 | 12.6856 | 0
|  | 3397 | 12.6856 | 0
|  | 3398 | 21.3289 | 0
|  | 3399 | 35.3041 | 0
|  | 3400 | 40.6144 | 0
|  | 3401 | 48.3215 | 0
|  | 3402 | 47.4117 | 0
|  | 3403 | 45.3468 | 0
|  | 3404 | 38.6123 | 0
|  | 3405 | 30.4493 | 0
|  | 3406 | 28.5133 | 0
|  | 3407 | 26.9545 | 0
|  | 3408 | 25.3957 | 0
|  | 3409 | 24.6154 | 0
|  | 3410 | 23.8351 | 0
|  | 3411 | 23.055 | 0
|  | 3412 | 22.2748 | 0
|  | 3413 | 21.4947 | 0
|  | 3414 | 20.9319 | 0
|  | 3415 | 20.8912 | 0
|  | 3416 | 19.0695 | 0
|  | 3417 | 19.068 | 0
|  | 3418 | 19.0664 | 0
|  | 3419 | 19.0649 | 0
|  | 3420 | 19.0634 | 0
|  | 3421 | 19.0619 | 0
|  | 3422 | 19.0603 | 0
|  | 3423 | 19.0588 | 0
|  | 3424 | 19.0573 | 0
|  | 3425 | 19.0558 | 0
|  | 3426 | 32.2472 | 0
|  | 3427 | 33.0255 | 0
|  | 3428 | 38.7089 | 0
|  | 3429 | 30.5459 | 0
|  | 3430 | 28.6099 | 0
|  | 3431 | 27.051 | 0
|  | 3432 | 25.4923 | 0
|  | 3433 | 24.7119 | 0
|  | 3434 | 23.9317 | 0
|  | 3435 | 23.1514 | 0
|  | 3436 | 22.3713 | 0
|  | 3437 | 21.5912 | 0
|  | 3438 | 20.8112 | 0
|  | 3439 | 20.8095 | 0
|  | 3440 | 20.8079 | 0
|  | 3441 | 20.8062 | 0
|  | 3442 | 20.8045 | 0
|  | 3443 | 20.8029 | 0
|  | 3444 | 20.8012 | 0
|  | 3445 | 20.7995 | 0
|  | 3446 | 20.7979 | 0
|  | 3447 | 20.7962 | 0
|  | 3448 | 20.7946 | 0
|  | 3449 | 20.7929 | 0
|  | 3450 | 25.7888 | 0
|  | 3451 | 39.4185 | 0
|  | 3452 | 38.4711 | 0
|  | 3453 | 30.3081 | 0
|  | 3454 | 28.3721 | 0
|  | 3455 | 26.8133 | 0
|  | 3456 | 25.2545 | 0
|  | 3457 | 24.4742 | 0
|  | 3458 | 23.694 | 0
|  | 3459 | 22.9138 | 0
|  | 3460 | 22.1336 | 0
|  | 3461 | 21.3536 | 0
|  | 3462 | 20.5736 | 0
|  | 3463 | 20.5719 | 0
|  | 3464 | 20.5703 | 0
|  | 3465 | 20.5686 | 0
|  | 3466 | 20.567 | 0
|  | 3467 | 20.5654 | 0
|  | 3468 | 20.5637 | 0
|  | 3469 | 20.5621 | 0
|  | 3470 | 20.5604 | 0
|  | 3471 | 20.5588 | 0
|  | 3472 | 20.5571 | 0
|  | 3473 | 20.5555 | 0
|  | 3474 | 25.5514 | 0
|  | 3475 | 39.1811 | 0
|  | 3476 | 38.2337 | 0
|  | 3477 | 30.0708 | 0
|  | 3478 | 28.1348 | 0
|  | 3479 | 26.576 | 0
|  | 3480 | 25.0173 | 0
|  | 3481 | 24.237 | 0
|  | 3482 | 23.4567 | 0
|  | 3483 | 22.6766 | 0
|  | 3484 | 21.8965 | 0
|  | 3485 | 21.1164 | 0
|  | 3486 | 20.3364 | 0
|  | 3487 | 20.3348 | 0
|  | 3488 | 20.3332 | 0
|  | 3489 | 20.3315 | 0
|  | 3490 | 20.3299 | 0
|  | 3491 | 20.3283 | 0
|  | 3492 | 20.3267 | 0
|  | 3493 | 20.325 | 0
|  | 3494 | 20.3234 | 0
|  | 3495 | 20.3218 | 0
|  | 3496 | 20.3202 | 0
|  | 3497 | 20.3185 | 0
|  | 3498 | 25.3145 | 0
|  | 3499 | 38.9442 | 0
|  | 3500 | 37.9968 | 0
|  | 3501 | 29.8339 | 0
|  | 3502 | 27.8979 | 0
|  | 3503 | 26.3391 | 0
|  | 3504 | 24.7804 | 0
|  | 3505 | 24.0002 | 0
|  | 3506 | 23.2199 | 0
|  | 3507 | 22.4398 | 0
|  | 3508 | 21.6597 | 0
|  | 3509 | 20.8797 | 0
|  | 3510 | 20.0997 | 0
|  | 3511 | 20.0981 | 0
|  | 3512 | 20.0965 | 0
|  | 3513 | 20.0949 | 0
|  | 3514 | 20.0933 | 0
|  | 3515 | 20.0917 | 0
|  | 3516 | 20.0901 | 0
|  | 3517 | 20.0885 | 0
|  | 3518 | 20.0869 | 0
|  | 3519 | 20.0853 | 0
|  | 3520 | 20.0836 | 0
|  | 3521 | 20.082 | 0
|  | 3522 | 25.078 | 0
|  | 3523 | 38.7078 | 0
|  | 3524 | 37.7604 | 0
|  | 3525 | 29.5975 | 0
|  | 3526 | 27.6615 | 0
|  | 3527 | 26.1027 | 0
|  | 3528 | 24.5441 | 0
|  | 3529 | 23.7638 | 0
|  | 3530 | 22.9836 | 0
|  | 3531 | 22.2035 | 0
|  | 3532 | 21.4234 | 0
|  | 3533 | 20.6434 | 0
|  | 3534 | 19.8635 | 0
|  | 3535 | 19.8619 | 0
|  | 3536 | 19.8603 | 0
|  | 3537 | 19.8587 | 0
|  | 3538 | 19.8571 | 0
|  | 3539 | 19.8555 | 0
|  | 3540 | 19.8539 | 0
|  | 3541 | 19.8524 | 0
|  | 3542 | 19.8508 | 0
|  | 3543 | 19.8492 | 0
|  | 3544 | 19.8476 | 0
|  | 3545 | 19.846 | 0
|  | 3546 | 19.8444 | 0
|  | 3547 | 36.058 | 0
|  | 3548 | 38.5813 | 0
|  | 3549 | 30.4183 | 0
|  | 3550 | 28.4823 | 0
|  | 3551 | 26.9235 | 0
|  | 3552 | 25.3647 | 0
|  | 3553 | 24.5844 | 0
|  | 3554 | 23.8041 | 0
|  | 3555 | 23.0239 | 0
|  | 3556 | 22.2438 | 0
|  | 3557 | 21.4637 | 0
|  | 3558 | 20.6837 | 0
|  | 3559 | 19.1255 | 0
|  | 3560 | 12.77 | 0
|  | 3561 | 12.77 | 0
|  | 3562 | 12.77 | 0
|  | 3563 | 12.77 | 0
|  | 3564 | 12.77 | 0
|  | 3565 | 12.77 | 0
|  | 3566 | 21.4133 | 0
|  | 3567 | 35.3884 | 0
|  | 3568 | 40.6988 | 0
|  | 3569 | 48.4058 | 0
|  | 3570 | 47.4961 | 0
|  | 3571 | 45.4311 | 0
|  | 3572 | 38.6966 | 0
|  | 3573 | 30.5336 | 0
|  | 3574 | 28.5976 | 0
|  | 3575 | 27.0388 | 0
|  | 3576 | 25.48 | 0
|  | 3577 | 24.6997 | 0
|  | 3578 | 23.9194 | 0
|  | 3579 | 23.1392 | 0
|  | 3580 | 22.3591 | 0
|  | 3581 | 21.579 | 0
|  | 3582 | 21.0161 | 0
|  | 3583 | 20.9754 | 0
|  | 3584 | 19.1537 | 0
|  | 3585 | 19.1522 | 0
|  | 3586 | 19.1507 | 0
|  | 3587 | 19.1491 | 0
|  | 3588 | 19.1476 | 0
|  | 3589 | 19.1461 | 0
|  | 3590 | 19.1445 | 0
|  | 3591 | 19.143 | 0
|  | 3592 | 19.1415 | 0
|  | 3593 | 19.1399 | 0
|  | 3594 | 32.3314 | 0
|  | 3595 | 33.1096 | 0
|  | 3596 | 38.793 | 0
|  | 3597 | 30.63 | 0
|  | 3598 | 28.694 | 0
|  | 3599 | 27.1351 | 0
|  | 3600 | 25.5764 | 0
|  | 3601 | 24.796 | 0
|  | 3602 | 24.0158 | 0
|  | 3603 | 23.2355 | 0
|  | 3604 | 22.4554 | 0
|  | 3605 | 21.6753 | 0
|  | 3606 | 20.8953 | 0
|  | 3607 | 20.8936 | 0
|  | 3608 | 20.8919 | 0
|  | 3609 | 20.8903 | 0
|  | 3610 | 20.8886 | 0
|  | 3611 | 20.8869 | 0
|  | 3612 | 20.8853 | 0
|  | 3613 | 20.8836 | 0
|  | 3614 | 20.8819 | 0
|  | 3615 | 20.8802 | 0
|  | 3616 | 20.8786 | 0
|  | 3617 | 20.8769 | 0
|  | 3618 | 25.8728 | 0
|  | 3619 | 39.5025 | 0
|  | 3620 | 38.555 | 0
|  | 3621 | 30.3921 | 0
|  | 3622 | 28.4561 | 0
|  | 3623 | 26.8972 | 0
|  | 3624 | 25.3385 | 0
|  | 3625 | 24.5582 | 0
|  | 3626 | 23.7779 | 0
|  | 3627 | 22.9977 | 0
|  | 3628 | 22.2176 | 0
|  | 3629 | 21.4375 | 0
|  | 3630 | 20.8747 | 0
|  | 3631 | 20.834 | 0
|  | 3632 | 19.0123 | 0
|  | 3633 | 19.0108 | 0
|  | 3634 | 19.0092 | 0
|  | 3635 | 19.0077 | 0
|  | 3636 | 19.0062 | 0
|  | 3637 | 19.0047 | 0
|  | 3638 | 19.0032 | 0
|  | 3639 | 19.0016 | 0
|  | 3640 | 19.0001 | 0
|  | 3641 | 18.9986 | 0
|  | 3642 | 32.19 | 0
|  | 3643 | 32.9683 | 0
|  | 3644 | 38.6517 | 0
|  | 3645 | 30.4887 | 0
|  | 3646 | 28.5527 | 0
|  | 3647 | 26.9939 | 0
|  | 3648 | 25.4351 | 0
|  | 3649 | 24.6548 | 0
|  | 3650 | 23.8745 | 0
|  | 3651 | 23.0943 | 0
|  | 3652 | 22.3142 | 0
|  | 3653 | 21.5341 | 0
|  | 3654 | 20.7541 | 0
|  | 3655 | 19.3073 | 0
|  | 3656 | 19.3058 | 0
|  | 3657 | 19.3042 | 0
|  | 3658 | 19.3027 | 0
|  | 3659 | 19.3011 | 0
|  | 3660 | 19.2996 | 0
|  | 3661 | 19.298 | 0
|  | 3662 | 19.2965 | 0
|  | 3663 | 19.2949 | 0
|  | 3664 | 19.2934 | 0
|  | 3665 | 19.2919 | 0
|  | 3666 | 36.7926 | 0
|  | 3667 | 45.2939 | 0
|  | 3668 | 38.5594 | 0
|  | 3669 | 30.3964 | 0
|  | 3670 | 28.4605 | 0
|  | 3671 | 26.9016 | 0
|  | 3672 | 25.3429 | 0
|  | 3673 | 24.5625 | 0
|  | 3674 | 23.7823 | 0
|  | 3675 | 23.0021 | 0
|  | 3676 | 22.222 | 0
|  | 3677 | 21.4419 | 0
|  | 3678 | 20.6619 | 0
|  | 3679 | 19.2151 | 0
|  | 3680 | 19.2136 | 0
|  | 3681 | 19.212 | 0
|  | 3682 | 19.2105 | 0
|  | 3683 | 19.2089 | 0
|  | 3684 | 19.2074 | 0
|  | 3685 | 19.2059 | 0
|  | 3686 | 19.2043 | 0
|  | 3687 | 19.2028 | 0
|  | 3688 | 19.2013 | 0
|  | 3689 | 19.1997 | 0
|  | 3690 | 36.7005 | 0
|  | 3691 | 45.2018 | 0
|  | 3692 | 38.4673 | 0
|  | 3693 | 30.3043 | 0
|  | 3694 | 28.3684 | 0
|  | 3695 | 26.8095 | 0
|  | 3696 | 25.2508 | 0
|  | 3697 | 24.4705 | 0
|  | 3698 | 23.6902 | 0
|  | 3699 | 22.91 | 0
|  | 3700 | 22.1299 | 0
|  | 3701 | 21.3498 | 0
|  | 3702 | 20.5698 | 0
|  | 3703 | 19.0116 | 0
|  | 3704 | 12.6562 | 0
|  | 3705 | 12.6562 | 0
|  | 3706 | 12.6562 | 0
|  | 3707 | 12.6562 | 0
|  | 3708 | 12.6562 | 0
|  | 3709 | 12.6562 | 0
|  | 3710 | 21.2995 | 0
|  | 3711 | 35.2746 | 0
|  | 3712 | 40.585 | 0
|  | 3713 | 48.292 | 0
|  | 3714 | 47.3823 | 0
|  | 3715 | 45.3174 | 0
|  | 3716 | 38.5829 | 0
|  | 3717 | 30.4199 | 0
|  | 3718 | 28.4839 | 0
|  | 3719 | 26.925 | 0
|  | 3720 | 25.3663 | 0
|  | 3721 | 24.586 | 0
|  | 3722 | 23.8057 | 0
|  | 3723 | 23.0255 | 0
|  | 3724 | 22.2454 | 0
|  | 3725 | 21.4653 | 0
|  | 3726 | 20.6853 | 0
|  | 3727 | 19.1271 | 0
|  | 3728 | 19.1255 | 0
|  | 3729 | 19.124 | 0
|  | 3730 | 19.1225 | 0
|  | 3731 | 19.1209 | 0
|  | 3732 | 19.1194 | 0
|  | 3733 | 19.1179 | 0
|  | 3734 | 19.1164 | 0
|  | 3735 | 19.1148 | 0
|  | 3736 | 19.1133 | 0
|  | 3737 | 19.1118 | 0
|  | 3738 | 36.7195 | 0
|  | 3739 | 45.2506 | 0
|  | 3740 | 38.5161 | 0
|  | 3741 | 30.3531 | 0
|  | 3742 | 28.4172 | 0
|  | 3743 | 26.8583 | 0
|  | 3744 | 25.2996 | 0
|  | 3745 | 24.5193 | 0
|  | 3746 | 23.739 | 0
|  | 3747 | 22.9588 | 0
|  | 3748 | 22.1787 | 0
|  | 3749 | 21.3986 | 0
|  | 3750 | 20.6186 | 0
|  | 3751 | 20.617 | 0
|  | 3752 | 20.6153 | 0
|  | 3753 | 20.6137 | 0
|  | 3754 | 20.612 | 0
|  | 3755 | 20.6104 | 0
|  | 3756 | 20.6087 | 0
|  | 3757 | 20.6071 | 0
|  | 3758 | 20.6054 | 0
|  | 3759 | 20.6038 | 0
|  | 3760 | 20.6021 | 0
|  | 3761 | 20.6005 | 0
|  | 3762 | 25.5964 | 0
|  | 3763 | 39.2261 | 0
|  | 3764 | 38.2787 | 0
|  | 3765 | 30.1157 | 0
|  | 3766 | 28.1798 | 0
|  | 3767 | 26.6209 | 0
|  | 3768 | 25.0622 | 0
|  | 3769 | 24.2819 | 0
|  | 3770 | 23.5017 | 0
|  | 3771 | 22.7215 | 0
|  | 3772 | 21.9414 | 0
|  | 3773 | 21.1613 | 0
|  | 3774 | 20.3814 | 0
|  | 3775 | 20.3797 | 0
|  | 3776 | 20.3781 | 0
|  | 3777 | 20.3765 | 0
|  | 3778 | 20.3748 | 0
|  | 3779 | 20.3732 | 0
|  | 3780 | 20.3716 | 0
|  | 3781 | 20.3699 | 0
|  | 3782 | 20.3683 | 0
|  | 3783 | 20.3667 | 0
|  | 3784 | 20.3651 | 0
|  | 3785 | 20.3634 | 0
|  | 3786 | 25.3594 | 0
|  | 3787 | 38.9891 | 0
|  | 3788 | 38.0417 | 0
|  | 3789 | 29.8788 | 0
|  | 3790 | 27.9428 | 0
|  | 3791 | 26.384 | 0
|  | 3792 | 24.8253 | 0
|  | 3793 | 24.045 | 0
|  | 3794 | 23.2648 | 0
|  | 3795 | 22.4847 | 0
|  | 3796 | 21.7046 | 0
|  | 3797 | 20.9245 | 0
|  | 3798 | 20.1446 | 0
|  | 3799 | 20.143 | 0
|  | 3800 | 20.1413 | 0
|  | 3801 | 20.1397 | 0
|  | 3802 | 20.1381 | 0
|  | 3803 | 20.1365 | 0
|  | 3804 | 20.1349 | 0
|  | 3805 | 20.1333 | 0
|  | 3806 | 20.1317 | 0
|  | 3807 | 20.1301 | 0
|  | 3808 | 20.1285 | 0
|  | 3809 | 20.1268 | 0
|  | 3810 | 25.1228 | 0
|  | 3811 | 38.7526 | 0
|  | 3812 | 37.8052 | 0
|  | 3813 | 29.6423 | 0
|  | 3814 | 27.7063 | 0
|  | 3815 | 26.1475 | 0
|  | 3816 | 24.5889 | 0
|  | 3817 | 23.8086 | 0
|  | 3818 | 23.0284 | 0
|  | 3819 | 22.2483 | 0
|  | 3820 | 21.4682 | 0
|  | 3821 | 20.6882 | 0
|  | 3822 | 19.9082 | 0
|  | 3823 | 19.9066 | 0
|  | 3824 | 19.905 | 0
|  | 3825 | 19.9035 | 0
|  | 3826 | 19.9019 | 0
|  | 3827 | 19.9003 | 0
|  | 3828 | 19.8987 | 0
|  | 3829 | 19.8971 | 0
|  | 3830 | 19.8955 | 0
|  | 3831 | 19.8939 | 0
|  | 3832 | 19.8923 | 0
|  | 3833 | 19.8907 | 0
|  | 3834 | 24.8867 | 0
|  | 3835 | 38.5165 | 0
|  | 3836 | 37.5691 | 0
|  | 3837 | 29.4062 | 0
|  | 3838 | 27.4703 | 0
|  | 3839 | 25.9115 | 0
|  | 3840 | 24.3529 | 0
|  | 3841 | 23.5726 | 0
|  | 3842 | 22.7924 | 0
|  | 3843 | 22.0123 | 0
|  | 3844 | 21.2323 | 0
|  | 3845 | 20.4523 | 0
|  | 3846 | 19.6723 | 0
|  | 3847 | 19.6708 | 0
|  | 3848 | 19.6692 | 0
|  | 3849 | 19.6676 | 0
|  | 3850 | 19.6661 | 0
|  | 3851 | 19.6645 | 0
|  | 3852 | 19.6629 | 0
|  | 3853 | 19.6613 | 0
|  | 3854 | 19.6598 | 0
|  | 3855 | 19.6582 | 0
|  | 3856 | 19.6566 | 0
|  | 3857 | 19.655 | 0
|  | 3858 | 24.6511 | 0
|  | 3859 | 38.2808 | 0
|  | 3860 | 37.3335 | 0
|  | 3861 | 29.1706 | 0
|  | 3862 | 27.2347 | 0
|  | 3863 | 25.676 | 0
|  | 3864 | 24.1173 | 0
|  | 3865 | 23.3371 | 0
|  | 3866 | 22.5569 | 0
|  | 3867 | 21.7768 | 0
|  | 3868 | 20.9968 | 0
|  | 3869 | 20.2168 | 0
|  | 3870 | 19.4369 | 0
|  | 3871 | 19.4354 | 0
|  | 3872 | 19.4338 | 0
|  | 3873 | 19.4323 | 0
|  | 3874 | 19.4307 | 0
|  | 3875 | 19.4291 | 0
|  | 3876 | 19.4276 | 0
|  | 3877 | 19.426 | 0
|  | 3878 | 19.4245 | 0
|  | 3879 | 19.4229 | 0
|  | 3880 | 19.4214 | 0
|  | 3881 | 19.4198 | 0
|  | 3882 | 19.4183 | 0
|  | 3883 | 35.6319 | 0
|  | 3884 | 38.1552 | 0
|  | 3885 | 29.9923 | 0
|  | 3886 | 28.0563 | 0
|  | 3887 | 26.4975 | 0
|  | 3888 | 24.9388 | 0
|  | 3889 | 24.1585 | 0
|  | 3890 | 23.3783 | 0
|  | 3891 | 22.5981 | 0
|  | 3892 | 21.818 | 0
|  | 3893 | 21.038 | 0
|  | 3894 | 20.258 | 0
|  | 3895 | 20.2564 | 0
|  | 3896 | 20.2547 | 0
|  | 3897 | 20.2531 | 0
|  | 3898 | 20.2515 | 0
|  | 3899 | 20.2499 | 0
|  | 3900 | 20.2483 | 0
|  | 3901 | 20.2466 | 0
|  | 3902 | 20.245 | 0
|  | 3903 | 20.2434 | 0
|  | 3904 | 20.2418 | 0
|  | 3905 | 20.2402 | 0
|  | 3906 | 20.2385 | 0
|  | 3907 | 36.4521 | 0
|  | 3908 | 38.9754 | 0
|  | 3909 | 30.8123 | 0
|  | 3910 | 28.8763 | 0
|  | 3911 | 27.3174 | 0
|  | 3912 | 25.7587 | 0
|  | 3913 | 24.9783 | 0
|  | 3914 | 24.198 | 0
|  | 3915 | 23.4178 | 0
|  | 3916 | 22.6376 | 0
|  | 3917 | 21.8575 | 0
|  | 3918 | 21.0775 | 0
|  | 3919 | 21.0758 | 0
|  | 3920 | 21.0741 | 0
|  | 3921 | 21.0724 | 0
|  | 3922 | 21.0707 | 0
|  | 3923 | 21.0691 | 0
|  | 3924 | 21.0674 | 0
|  | 3925 | 21.0657 | 0
|  | 3926 | 21.064 | 0
|  | 3927 | 21.0623 | 0
|  | 3928 | 21.0606 | 0
|  | 3929 | 21.0589 | 0
|  | 3930 | 26.0549 | 0
|  | 3931 | 39.6845 | 0
|  | 3932 | 38.737 | 0
|  | 3933 | 30.5741 | 0
|  | 3934 | 28.6381 | 0
|  | 3935 | 27.0792 | 0
|  | 3936 | 25.5204 | 0
|  | 3937 | 24.7401 | 0
|  | 3938 | 23.9598 | 0
|  | 3939 | 23.1796 | 0
|  | 3940 | 22.3995 | 0
|  | 3941 | 21.6194 | 0
|  | 3942 | 20.8394 | 0
|  | 3943 | 20.8377 | 0
|  | 3944 | 20.836 | 0
|  | 3945 | 20.8344 | 0
|  | 3946 | 20.8327 | 0
|  | 3947 | 20.831 | 0
|  | 3948 | 20.8294 | 0
|  | 3949 | 20.8277 | 0
|  | 3950 | 20.826 | 0
|  | 3951 | 20.8244 | 0
|  | 3952 | 20.8227 | 0
|  | 3953 | 20.821 | 0
|  | 3954 | 25.817 | 0
|  | 3955 | 39.4466 | 0
|  | 3956 | 38.4992 | 0
|  | 3957 | 30.3362 | 0
|  | 3958 | 28.4002 | 0
|  | 3959 | 26.8414 | 0
|  | 3960 | 25.2826 | 0
|  | 3961 | 24.5023 | 0
|  | 3962 | 23.7221 | 0
|  | 3963 | 22.9419 | 0
|  | 3964 | 22.1618 | 0
|  | 3965 | 21.3817 | 0
|  | 3966 | 20.6017 | 0
|  | 3967 | 20.6 | 0
|  | 3968 | 20.5984 | 0
|  | 3969 | 20.5967 | 0
|  | 3970 | 20.5951 | 0
|  | 3971 | 20.5934 | 0
|  | 3972 | 20.5918 | 0
|  | 3973 | 20.5902 | 0
|  | 3974 | 20.5885 | 0
|  | 3975 | 20.5869 | 0
|  | 3976 | 20.5852 | 0
|  | 3977 | 20.5836 | 0
|  | 3978 | 25.5795 | 0
|  | 3979 | 39.2092 | 0
|  | 3980 | 38.2618 | 0
|  | 3981 | 30.0988 | 0
|  | 3982 | 28.1629 | 0
|  | 3983 | 26.604 | 0
|  | 3984 | 25.0453 | 0
|  | 3985 | 24.265 | 0
|  | 3986 | 23.4848 | 0
|  | 3987 | 22.7046 | 0
|  | 3988 | 21.9245 | 0
|  | 3989 | 21.1445 | 0
|  | 3990 | 20.3645 | 0
|  | 3991 | 20.3628 | 0
|  | 3992 | 20.3612 | 0
|  | 3993 | 20.3596 | 0
|  | 3994 | 20.358 | 0
|  | 3995 | 20.3563 | 0
|  | 3996 | 20.3547 | 0
|  | 3997 | 20.3531 | 0
|  | 3998 | 20.3514 | 0
|  | 3999 | 20.3498 | 0
|  | 4000 | 20.3482 | 0
|  | 4001 | 20.3466 | 0
|  | 4002 | 25.3425 | 0
|  | 4003 | 38.9722 | 0
|  | 4004 | 38.0248 | 0
|  | 4005 | 29.8619 | 0
|  | 4006 | 27.926 | 0
|  | 4007 | 26.3671 | 0
|  | 4008 | 24.8084 | 0
|  | 4009 | 24.0282 | 0
|  | 4010 | 23.248 | 0
|  | 4011 | 22.4678 | 0
|  | 4012 | 21.6877 | 0
|  | 4013 | 20.9077 | 0
|  | 4014 | 20.1277 | 0
|  | 4015 | 20.1261 | 0
|  | 4016 | 20.1245 | 0
|  | 4017 | 20.1229 | 0
|  | 4018 | 20.1213 | 0
|  | 4019 | 20.1197 | 0
|  | 4020 | 20.1181 | 0
|  | 4021 | 20.1164 | 0
|  | 4022 | 20.1148 | 0
|  | 4023 | 20.1132 | 0
|  | 4024 | 20.1116 | 0
|  | 4025 | 20.11 | 0
|  | 4026 | 25.106 | 0
|  | 4027 | 38.7357 | 0
|  | 4028 | 37.7883 | 0
|  | 4029 | 29.6254 | 0
|  | 4030 | 27.6895 | 0
|  | 4031 | 26.1307 | 0
|  | 4032 | 24.572 | 0
|  | 4033 | 23.7918 | 0
|  | 4034 | 23.0116 | 0
|  | 4035 | 22.2314 | 0
|  | 4036 | 21.4514 | 0
|  | 4037 | 20.6714 | 0
|  | 4038 | 19.8914 | 0
|  | 4039 | 18.3332 | 0
|  | 4040 | 18.3318 | 0
|  | 4041 | 18.3303 | 0
|  | 4042 | 18.3288 | 0
|  | 4043 | 18.3274 | 0
|  | 4044 | 18.3259 | 0
|  | 4045 | 18.3244 | 0
|  | 4046 | 18.323 | 0
|  | 4047 | 18.3215 | 0
|  | 4048 | 18.32 | 0
|  | 4049 | 18.3186 | 0
|  | 4050 | 35.9264 | 0
|  | 4051 | 44.4575 | 0
|  | 4052 | 37.7231 | 0
|  | 4053 | 29.5602 | 0
|  | 4054 | 27.6243 | 0
|  | 4055 | 26.0655 | 0
|  | 4056 | 24.5068 | 0
|  | 4057 | 23.7266 | 0
|  | 4058 | 22.9464 | 0
|  | 4059 | 22.1662 | 0
|  | 4060 | 21.3862 | 0
|  | 4061 | 20.6062 | 0
|  | 4062 | 19.8262 | 0
|  | 4063 | 18.2681 | 0
|  | 4064 | 18.2666 | 0
|  | 4065 | 18.2651 | 0
|  | 4066 | 18.2637 | 0
|  | 4067 | 18.2622 | 0
|  | 4068 | 18.2608 | 0
|  | 4069 | 18.2593 | 0
|  | 4070 | 18.2578 | 0
|  | 4071 | 18.2564 | 0
|  | 4072 | 18.2549 | 0
|  | 4073 | 18.2535 | 0
|  | 4074 | 35.8613 | 0
|  | 4075 | 44.3924 | 0
|  | 4076 | 37.658 | 0
|  | 4077 | 29.4951 | 0
|  | 4078 | 27.5592 | 0
|  | 4079 | 26.0004 | 0
|  | 4080 | 24.4417 | 0
|  | 4081 | 23.6615 | 0
|  | 4082 | 22.8813 | 0
|  | 4083 | 22.1012 | 0
|  | 4084 | 21.3211 | 0
|  | 4085 | 20.5411 | 0
|  | 4086 | 19.7612 | 0
|  | 4087 | 19.7596 | 0
|  | 4088 | 19.758 | 0
|  | 4089 | 19.7564 | 0
|  | 4090 | 19.7549 | 0
|  | 4091 | 19.7533 | 0
|  | 4092 | 19.7517 | 0
|  | 4093 | 19.7501 | 0
|  | 4094 | 19.7485 | 0
|  | 4095 | 19.747 | 0
|  | 4096 | 19.7454 | 0
|  | 4097 | 19.7438 | 0
|  | 4098 | 24.7398 | 0
|  | 4099 | 38.3696 | 0
|  | 4100 | 37.4222 | 0
|  | 4101 | 29.2593 | 0
|  | 4102 | 27.3234 | 0
|  | 4103 | 25.7647 | 0
|  | 4104 | 24.206 | 0
|  | 4105 | 23.4258 | 0
|  | 4106 | 22.6456 | 0
|  | 4107 | 21.8655 | 0
|  | 4108 | 21.0855 | 0
|  | 4109 | 20.3055 | 0
|  | 4110 | 19.5256 | 0
|  | 4111 | 19.524 | 0
|  | 4112 | 19.5225 | 0
|  | 4113 | 19.5209 | 0
|  | 4114 | 19.5193 | 0
|  | 4115 | 19.5178 | 0
|  | 4116 | 19.5162 | 0
|  | 4117 | 19.5147 | 0
|  | 4118 | 19.5131 | 0
|  | 4119 | 19.5115 | 0
|  | 4120 | 19.51 | 0
|  | 4121 | 19.5084 | 0
|  | 4122 | 24.5044 | 0
|  | 4123 | 38.1342 | 0
|  | 4124 | 37.1869 | 0
|  | 4125 | 29.024 | 0
|  | 4126 | 27.0881 | 0
|  | 4127 | 25.5294 | 0
|  | 4128 | 23.9708 | 0
|  | 4129 | 23.1906 | 0
|  | 4130 | 22.4104 | 0
|  | 4131 | 21.6303 | 0
|  | 4132 | 20.8503 | 0
|  | 4133 | 20.0703 | 0
|  | 4134 | 19.2904 | 0
|  | 4135 | 19.2889 | 0
|  | 4136 | 19.2873 | 0
|  | 4137 | 19.2858 | 0
|  | 4138 | 19.2843 | 0
|  | 4139 | 19.2827 | 0
|  | 4140 | 19.2812 | 0
|  | 4141 | 19.2796 | 0
|  | 4142 | 19.2781 | 0
|  | 4143 | 19.2766 | 0
|  | 4144 | 19.275 | 0
|  | 4145 | 19.2735 | 0
|  | 4146 | 24.2695 | 0
|  | 4147 | 37.8993 | 0
|  | 4148 | 36.952 | 0
|  | 4149 | 28.7891 | 0
|  | 4150 | 26.8533 | 0
|  | 4151 | 25.2946 | 0
|  | 4152 | 23.736 | 0
|  | 4153 | 22.9558 | 0
|  | 4154 | 22.1756 | 0
|  | 4155 | 21.3956 | 0
|  | 4156 | 20.6156 | 0
|  | 4157 | 19.8356 | 0
|  | 4158 | 19.0557 | 0
|  | 4159 | 19.0542 | 0
|  | 4160 | 19.0527 | 0
|  | 4161 | 19.0512 | 0
|  | 4162 | 19.0496 | 0
|  | 4163 | 19.0481 | 0
|  | 4164 | 19.0466 | 0
|  | 4165 | 19.0451 | 0
|  | 4166 | 19.0435 | 0
|  | 4167 | 19.042 | 0
|  | 4168 | 19.0405 | 0
|  | 4169 | 19.039 | 0
|  | 4170 | 24.035 | 0
|  | 4171 | 37.6649 | 0
|  | 4172 | 36.7176 | 0
|  | 4173 | 28.5547 | 0
|  | 4174 | 26.6189 | 0
|  | 4175 | 25.0602 | 0
|  | 4176 | 23.5016 | 0
|  | 4177 | 22.7214 | 0
|  | 4178 | 21.9413 | 0
|  | 4179 | 21.1613 | 0
|  | 4180 | 20.3813 | 0
|  | 4181 | 19.6014 | 0
|  | 4182 | 19.0386 | 0
|  | 4183 | 18.9981 | 0
|  | 4184 | 17.1766 | 0
|  | 4185 | 17.1752 | 0
|  | 4186 | 17.1738 | 0
|  | 4187 | 17.1724 | 0
|  | 4188 | 17.1711 | 0
|  | 4189 | 17.1697 | 0
|  | 4190 | 17.1683 | 0
|  | 4191 | 17.167 | 0
|  | 4192 | 17.1656 | 0
|  | 4193 | 17.1642 | 0
|  | 4194 | 30.3558 | 0
|  | 4195 | 31.1342 | 0
|  | 4196 | 36.8177 | 0
|  | 4197 | 28.6549 | 0
|  | 4198 | 26.7191 | 0
|  | 4199 | 25.1603 | 0
|  | 4200 | 23.6017 | 0
|  | 4201 | 22.8216 | 0
|  | 4202 | 22.0414 | 0
|  | 4203 | 21.2614 | 0
|  | 4204 | 20.4814 | 0
|  | 4205 | 19.7015 | 0
|  | 4206 | 18.9216 | 0
|  | 4207 | 18.9201 | 0
|  | 4208 | 18.9186 | 0
|  | 4209 | 18.9171 | 0
|  | 4210 | 18.9155 | 0
|  | 4211 | 18.914 | 0
|  | 4212 | 18.9125 | 0
|  | 4213 | 18.911 | 0
|  | 4214 | 18.9095 | 0
|  | 4215 | 18.908 | 0
|  | 4216 | 18.9065 | 0
|  | 4217 | 18.905 | 0
|  | 4218 | 18.9034 | 0
|  | 4219 | 35.1171 | 0
|  | 4220 | 37.6405 | 0
|  | 4221 | 29.4776 | 0
|  | 4222 | 27.5417 | 0
|  | 4223 | 25.9829 | 0
|  | 4224 | 24.4242 | 0
|  | 4225 | 23.644 | 0
|  | 4226 | 22.8638 | 0
|  | 4227 | 22.0836 | 0
|  | 4228 | 21.3036 | 0
|  | 4229 | 20.5236 | 0
|  | 4230 | 19.7437 | 0
|  | 4231 | 19.7421 | 0
|  | 4232 | 19.7405 | 0
|  | 4233 | 19.7389 | 0
|  | 4234 | 19.7373 | 0
|  | 4235 | 19.7358 | 0
|  | 4236 | 19.7342 | 0
|  | 4237 | 19.7326 | 0
|  | 4238 | 19.731 | 0
|  | 4239 | 19.7294 | 0
|  | 4240 | 19.7279 | 0
|  | 4241 | 19.7263 | 0
|  | 4242 | 19.7247 | 0
|  | 4243 | 35.9383 | 0
|  | 4244 | 38.4616 | 0
|  | 4245 | 30.2986 | 0
|  | 4246 | 28.3627 | 0
|  | 4247 | 26.8038 | 0
|  | 4248 | 25.2451 | 0
|  | 4249 | 24.4648 | 0
|  | 4250 | 23.6845 | 0
|  | 4251 | 22.9043 | 0
|  | 4252 | 22.1242 | 0
|  | 4253 | 21.3441 | 0
|  | 4254 | 20.5641 | 0
|  | 4255 | 20.5625 | 0
|  | 4256 | 20.5608 | 0
|  | 4257 | 20.5592 | 0
|  | 4258 | 20.5576 | 0
|  | 4259 | 20.5559 | 0
|  | 4260 | 20.5543 | 0
|  | 4261 | 20.5526 | 0
|  | 4262 | 20.551 | 0
|  | 4263 | 20.5493 | 0
|  | 4264 | 20.5477 | 0
|  | 4265 | 20.546 | 0
|  | 4266 | 25.542 | 0
|  | 4267 | 39.1717 | 0
|  | 4268 | 38.2243 | 0
|  | 4269 | 30.0613 | 0
|  | 4270 | 28.1254 | 0
|  | 4271 | 26.5665 | 0
|  | 4272 | 25.0078 | 0
|  | 4273 | 24.2275 | 0
|  | 4274 | 23.4473 | 0
|  | 4275 | 22.6671 | 0
|  | 4276 | 21.887 | 0
|  | 4277 | 21.107 | 0
|  | 4278 | 20.5441 | 0
|  | 4279 | 20.5035 | 0
|  | 4280 | 18.6818 | 0
|  | 4281 | 18.6803 | 0
|  | 4282 | 18.6788 | 0
|  | 4283 | 18.6773 | 0
|  | 4284 | 18.6759 | 0
|  | 4285 | 18.6744 | 0
|  | 4286 | 18.6729 | 0
|  | 4287 | 18.6714 | 0
|  | 4288 | 18.6699 | 0
|  | 4289 | 18.6684 | 0
|  | 4290 | 31.8599 | 0
|  | 4291 | 32.6381 | 0
|  | 4292 | 38.3216 | 0
|  | 4293 | 30.1586 | 0
|  | 4294 | 28.2226 | 0
|  | 4295 | 26.6638 | 0
|  | 4296 | 25.1051 | 0
|  | 4297 | 24.3248 | 0
|  | 4298 | 23.5445 | 0
|  | 4299 | 22.7644 | 0
|  | 4300 | 21.9843 | 0
|  | 4301 | 21.2042 | 0
|  | 4302 | 20.4242 | 0
|  | 4303 | 18.9774 | 0
|  | 4304 | 18.9759 | 0
|  | 4305 | 18.9744 | 0
|  | 4306 | 18.9729 | 0
|  | 4307 | 18.9714 | 0
|  | 4308 | 18.9699 | 0
|  | 4309 | 18.9683 | 0
|  | 4310 | 18.9668 | 0
|  | 4311 | 18.9653 | 0
|  | 4312 | 18.9638 | 0
|  | 4313 | 18.9623 | 0
|  | 4314 | 36.4631 | 0
|  | 4315 | 44.9644 | 0
|  | 4316 | 38.2299 | 0
|  | 4317 | 30.067 | 0
|  | 4318 | 28.131 | 0
|  | 4319 | 26.5722 | 0
|  | 4320 | 25.0135 | 0
|  | 4321 | 24.2332 | 0
|  | 4322 | 23.4529 | 0
|  | 4323 | 22.6728 | 0
|  | 4324 | 21.8927 | 0
|  | 4325 | 21.1126 | 0
|  | 4326 | 20.5498 | 0
|  | 4327 | 20.5091 | 0
|  | 4328 | 18.6875 | 0
|  | 4329 | 18.686 | 0
|  | 4330 | 18.6845 | 0
|  | 4331 | 18.683 | 0
|  | 4332 | 18.6815 | 0
|  | 4333 | 18.68 | 0
|  | 4334 | 18.6785 | 0
|  | 4335 | 18.677 | 0
|  | 4336 | 18.6755 | 0
|  | 4337 | 18.674 | 0
|  | 4338 | 31.8655 | 0
|  | 4339 | 32.6438 | 0
|  | 4340 | 38.3272 | 0
|  | 4341 | 30.1642 | 0
|  | 4342 | 28.2283 | 0
|  | 4343 | 26.6694 | 0
|  | 4344 | 25.1107 | 0
|  | 4345 | 24.3304 | 0
|  | 4346 | 23.5502 | 0
|  | 4347 | 22.77 | 0
|  | 4348 | 21.9899 | 0
|  | 4349 | 21.2098 | 0
|  | 4350 | 20.4298 | 0
|  | 4351 | 20.4282 | 0
|  | 4352 | 20.4266 | 0
|  | 4353 | 20.4249 | 0
|  | 4354 | 20.4233 | 0
|  | 4355 | 20.4217 | 0
|  | 4356 | 20.42 | 0
|  | 4357 | 20.4184 | 0
|  | 4358 | 20.4168 | 0
|  | 4359 | 20.4151 | 0
|  | 4360 | 20.4135 | 0
|  | 4361 | 20.4119 | 0
|  | 4362 | 25.4078 | 0
|  | 4363 | 39.0375 | 0
|  | 4364 | 38.0901 | 0
|  | 4365 | 29.9272 | 0
|  | 4366 | 27.9912 | 0
|  | 4367 | 26.4324 | 0
|  | 4368 | 24.8737 | 0
|  | 4369 | 24.0934 | 0
|  | 4370 | 23.3132 | 0
|  | 4371 | 22.5331 | 0
|  | 4372 | 21.753 | 0
|  | 4373 | 20.9729 | 0
|  | 4374 | 20.193 | 0
|  | 4375 | 20.1913 | 0
|  | 4376 | 20.1897 | 0
|  | 4377 | 20.1881 | 0
|  | 4378 | 20.1865 | 0
|  | 4379 | 20.1849 | 0
|  | 4380 | 20.1833 | 0
|  | 4381 | 20.1816 | 0
|  | 4382 | 20.18 | 0
|  | 4383 | 20.1784 | 0
|  | 4384 | 20.1768 | 0
|  | 4385 | 20.1752 | 0
|  | 4386 | 20.1736 | 0
|  | 4387 | 36.3872 | 0
|  | 4388 | 38.9104 | 0
|  | 4389 | 30.7474 | 0
|  | 4390 | 28.8114 | 0
|  | 4391 | 27.2525 | 0
|  | 4392 | 25.6937 | 0
|  | 4393 | 24.9134 | 0
|  | 4394 | 24.1331 | 0
|  | 4395 | 23.3529 | 0
|  | 4396 | 22.5727 | 0
|  | 4397 | 21.7926 | 0
|  | 4398 | 21.0126 | 0
|  | 4399 | 21.0109 | 0
|  | 4400 | 21.0092 | 0
|  | 4401 | 21.0075 | 0
|  | 4402 | 21.0058 | 0
|  | 4403 | 21.0042 | 0
|  | 4404 | 21.0025 | 0
|  | 4405 | 21.0008 | 0
|  | 4406 | 20.9991 | 0
|  | 4407 | 20.9974 | 0
|  | 4408 | 20.9958 | 0
|  | 4409 | 20.9941 | 0
|  | 4410 | 20.9924 | 0
|  | 4411 | 37.2059 | 0
|  | 4412 | 39.7291 | 0
|  | 4413 | 31.566 | 0
|  | 4414 | 29.63 | 0
|  | 4415 | 28.071 | 0
|  | 4416 | 26.5122 | 0
|  | 4417 | 25.7318 | 0
|  | 4418 | 24.9514 | 0
|  | 4419 | 24.1711 | 0
|  | 4420 | 23.3909 | 0
|  | 4421 | 22.6107 | 0
|  | 4422 | 21.8306 | 0
|  | 4423 | 21.8289 | 0
|  | 4424 | 21.8271 | 0
|  | 4425 | 21.8254 | 0
|  | 4426 | 21.8236 | 0
|  | 4427 | 21.8219 | 0
|  | 4428 | 21.8201 | 0
|  | 4429 | 21.8184 | 0
|  | 4430 | 21.8167 | 0
|  | 4431 | 21.8149 | 0
|  | 4432 | 21.8132 | 0
|  | 4433 | 21.8114 | 0
|  | 4434 | 26.8073 | 0
|  | 4435 | 40.4369 | 0
|  | 4436 | 39.4893 | 0
|  | 4437 | 31.3263 | 0
|  | 4438 | 29.3902 | 0
|  | 4439 | 27.8313 | 0
|  | 4440 | 26.2725 | 0
|  | 4441 | 25.4921 | 0
|  | 4442 | 24.7118 | 0
|  | 4443 | 23.9315 | 0
|  | 4444 | 23.1513 | 0
|  | 4445 | 22.3711 | 0
|  | 4446 | 21.591 | 0
|  | 4447 | 21.5893 | 0
|  | 4448 | 21.5876 | 0
|  | 4449 | 21.5859 | 0
|  | 4450 | 21.5841 | 0
|  | 4451 | 21.5824 | 0
|  | 4452 | 21.5807 | 0
|  | 4453 | 21.579 | 0
|  | 4454 | 21.5772 | 0
|  | 4455 | 21.5755 | 0
|  | 4456 | 21.5738 | 0
|  | 4457 | 21.5721 | 0
|  | 4458 | 26.5679 | 0
|  | 4459 | 40.1975 | 0
|  | 4460 | 39.25 | 0
|  | 4461 | 31.087 | 0
|  | 4462 | 29.151 | 0
|  | 4463 | 27.592 | 0
|  | 4464 | 26.0333 | 0
|  | 4465 | 25.2529 | 0
|  | 4466 | 24.4726 | 0
|  | 4467 | 23.6923 | 0
|  | 4468 | 22.9121 | 0
|  | 4469 | 22.132 | 0
|  | 4470 | 21.3519 | 0
|  | 4471 | 21.3502 | 0
|  | 4472 | 21.3485 | 0
|  | 4473 | 21.3468 | 0
|  | 4474 | 21.3451 | 0
|  | 4475 | 21.3434 | 0
|  | 4476 | 21.3417 | 0
|  | 4477 | 21.34 | 0
|  | 4478 | 21.3383 | 0
|  | 4479 | 21.3366 | 0
|  | 4480 | 21.3349 | 0
|  | 4481 | 21.3332 | 0
|  | 4482 | 26.329 | 0
|  | 4483 | 39.9587 | 0
|  | 4484 | 39.0112 | 0
|  | 4485 | 30.8482 | 0
|  | 4486 | 28.9122 | 0
|  | 4487 | 27.3533 | 0
|  | 4488 | 25.7945 | 0
|  | 4489 | 25.0141 | 0
|  | 4490 | 24.2338 | 0
|  | 4491 | 23.4536 | 0
|  | 4492 | 22.6734 | 0
|  | 4493 | 21.8933 | 0
|  | 4494 | 21.1133 | 0
|  | 4495 | 21.1116 | 0
|  | 4496 | 21.1099 | 0
|  | 4497 | 21.1082 | 0
|  | 4498 | 21.1065 | 0
|  | 4499 | 21.1048 | 0
|  | 4500 | 21.1032 | 0
|  | 4501 | 21.1015 | 0
|  | 4502 | 21.0998 | 0
|  | 4503 | 21.0981 | 0
|  | 4504 | 21.0964 | 0
|  | 4505 | 21.0947 | 0
|  | 4506 | 26.0906 | 0
|  | 4507 | 39.7203 | 0
|  | 4508 | 38.7728 | 0
|  | 4509 | 30.6098 | 0
|  | 4510 | 28.6738 | 0
|  | 4511 | 27.1149 | 0
|  | 4512 | 25.5562 | 0
|  | 4513 | 24.7758 | 0
|  | 4514 | 23.9956 | 0
|  | 4515 | 23.2154 | 0
|  | 4516 | 22.4352 | 0
|  | 4517 | 21.6551 | 0
|  | 4518 | 20.8751 | 0
|  | 4519 | 20.8734 | 0
|  | 4520 | 20.8718 | 0
|  | 4521 | 20.8701 | 0
|  | 4522 | 20.8684 | 0
|  | 4523 | 20.8667 | 0
|  | 4524 | 20.8651 | 0
|  | 4525 | 20.8634 | 0
|  | 4526 | 20.8617 | 0
|  | 4527 | 20.8601 | 0
|  | 4528 | 20.8584 | 0
|  | 4529 | 20.8567 | 0
|  | 4530 | 25.8527 | 0
|  | 4531 | 39.4823 | 0
|  | 4532 | 38.5349 | 0
|  | 4533 | 30.3719 | 0
|  | 4534 | 28.4359 | 0
|  | 4535 | 26.8771 | 0
|  | 4536 | 25.3183 | 0
|  | 4537 | 24.538 | 0
|  | 4538 | 23.7578 | 0
|  | 4539 | 22.9776 | 0
|  | 4540 | 22.1974 | 0
|  | 4541 | 21.4174 | 0
|  | 4542 | 20.6374 | 0
|  | 4543 | 20.6357 | 0
|  | 4544 | 20.6341 | 0
|  | 4545 | 20.6324 | 0
|  | 4546 | 20.6308 | 0
|  | 4547 | 20.6291 | 0
|  | 4548 | 20.6275 | 0
|  | 4549 | 20.6258 | 0
|  | 4550 | 20.6242 | 0
|  | 4551 | 20.6225 | 0
|  | 4552 | 20.6209 | 0
|  | 4553 | 20.6192 | 0
|  | 4554 | 20.6176 | 0
|  | 4555 | 36.8311 | 0
|  | 4556 | 39.3543 | 0
|  | 4557 | 31.1913 | 0
|  | 4558 | 29.2552 | 0
|  | 4559 | 27.6963 | 0
|  | 4560 | 26.1375 | 0
|  | 4561 | 25.3571 | 0
|  | 4562 | 24.5768 | 0
|  | 4563 | 23.7965 | 0
|  | 4564 | 23.0163 | 0
|  | 4565 | 22.2362 | 0
|  | 4566 | 21.4561 | 0
|  | 4567 | 21.4544 | 0
|  | 4568 | 21.4527 | 0
|  | 4569 | 21.451 | 0
|  | 4570 | 21.4493 | 0
|  | 4571 | 21.4475 | 0
|  | 4572 | 21.4458 | 0
|  | 4573 | 21.4441 | 0
|  | 4574 | 21.4424 | 0
|  | 4575 | 21.4407 | 0
|  | 4576 | 21.439 | 0
|  | 4577 | 21.4372 | 0
|  | 4578 | 21.4355 | 0
|  | 4579 | 37.649 | 0
|  | 4580 | 40.1721 | 0
|  | 4581 | 32.009 | 0
|  | 4582 | 30.0729 | 0
|  | 4583 | 28.5139 | 0
|  | 4584 | 26.9551 | 0
|  | 4585 | 26.1746 | 0
|  | 4586 | 25.3942 | 0
|  | 4587 | 24.6139 | 0
|  | 4588 | 23.8337 | 0
|  | 4589 | 23.0535 | 0
|  | 4590 | 22.2733 | 0
|  | 4591 | 22.2715 | 0
|  | 4592 | 22.2698 | 0
|  | 4593 | 22.268 | 0
|  | 4594 | 22.2662 | 0
|  | 4595 | 22.2644 | 0
|  | 4596 | 22.2626 | 0
|  | 4597 | 22.2608 | 0
|  | 4598 | 22.2591 | 0
|  | 4599 | 22.2573 | 0
|  | 4600 | 22.2555 | 0
|  | 4601 | 22.2537 | 0
|  | 4602 | 27.2495 | 0
|  | 4603 | 40.8791 | 0
|  | 4604 | 39.9315 | 0
|  | 4605 | 31.7685 | 0
|  | 4606 | 29.8324 | 0
|  | 4607 | 28.2734 | 0
|  | 4608 | 26.7145 | 0
|  | 4609 | 25.9341 | 0
|  | 4610 | 25.1537 | 0
|  | 4611 | 24.3734 | 0
|  | 4612 | 23.5932 | 0
|  | 4613 | 22.813 | 0
|  | 4614 | 22.0329 | 0
|  | 4615 | 22.0311 | 0
|  | 4616 | 22.0294 | 0
|  | 4617 | 22.0276 | 0
|  | 4618 | 22.0258 | 0
|  | 4619 | 22.0241 | 0
|  | 4620 | 22.0223 | 0
|  | 4621 | 22.0206 | 0
|  | 4622 | 22.0188 | 0
|  | 4623 | 22.017 | 0
|  | 4624 | 22.0153 | 0
|  | 4625 | 22.0135 | 0
|  | 4626 | 27.0093 | 0
|  | 4627 | 40.6389 | 0
|  | 4628 | 39.6914 | 0
|  | 4629 | 31.5283 | 0
|  | 4630 | 29.5922 | 0
|  | 4631 | 28.0333 | 0
|  | 4632 | 26.4745 | 0
|  | 4633 | 25.6941 | 0
|  | 4634 | 24.9137 | 0
|  | 4635 | 24.1334 | 0
|  | 4636 | 23.3532 | 0
|  | 4637 | 22.573 | 0
|  | 4638 | 21.7929 | 0
|  | 4639 | 21.7912 | 0
|  | 4640 | 21.7895 | 0
|  | 4641 | 21.7877 | 0
|  | 4642 | 21.786 | 0
|  | 4643 | 21.7842 | 0
|  | 4644 | 21.7825 | 0
|  | 4645 | 21.7807 | 0
|  | 4646 | 21.779 | 0
|  | 4647 | 21.7773 | 0
|  | 4648 | 21.7755 | 0
|  | 4649 | 21.7738 | 0
|  | 4650 | 26.7696 | 0
|  | 4651 | 40.3992 | 0
|  | 4652 | 39.4517 | 0
|  | 4653 | 31.2886 | 0
|  | 4654 | 29.3526 | 0
|  | 4655 | 27.7937 | 0
|  | 4656 | 26.2349 | 0
|  | 4657 | 25.4545 | 0
|  | 4658 | 24.6741 | 0
|  | 4659 | 23.8939 | 0
|  | 4660 | 23.1137 | 0
|  | 4661 | 22.3335 | 0
|  | 4662 | 21.5534 | 0
|  | 4663 | 21.5517 | 0
|  | 4664 | 21.55 | 0
|  | 4665 | 21.5483 | 0
|  | 4666 | 21.5465 | 0
|  | 4667 | 21.5448 | 0
|  | 4668 | 21.5431 | 0
|  | 4669 | 21.5414 | 0
|  | 4670 | 21.5397 | 0
|  | 4671 | 21.5379 | 0
|  | 4672 | 21.5362 | 0
|  | 4673 | 21.5345 | 0
|  | 4674 | 26.5304 | 0
|  | 4675 | 40.16 | 0
|  | 4676 | 39.2125 | 0
|  | 4677 | 31.0494 | 0
|  | 4678 | 29.1134 | 0
|  | 4679 | 27.5545 | 0
|  | 4680 | 25.9957 | 0
|  | 4681 | 25.2153 | 0
|  | 4682 | 24.435 | 0
|  | 4683 | 23.6548 | 0
|  | 4684 | 22.8746 | 0
|  | 4685 | 22.0945 | 0
|  | 4686 | 21.3144 | 0
|  | 4687 | 21.3127 | 0
|  | 4688 | 21.311 | 0
|  | 4689 | 21.3093 | 0
|  | 4690 | 21.3076 | 0
|  | 4691 | 21.3059 | 0
|  | 4692 | 21.3042 | 0
|  | 4693 | 21.3025 | 0
|  | 4694 | 21.3008 | 0
|  | 4695 | 21.2991 | 0
|  | 4696 | 21.2974 | 0
|  | 4697 | 21.2957 | 0
|  | 4698 | 26.2915 | 0
|  | 4699 | 39.9212 | 0
|  | 4700 | 38.9737 | 0
|  | 4701 | 30.8107 | 0
|  | 4702 | 28.8747 | 0
|  | 4703 | 27.3158 | 0
|  | 4704 | 25.757 | 0
|  | 4705 | 24.9767 | 0
|  | 4706 | 24.1964 | 0
|  | 4707 | 23.4161 | 0
|  | 4708 | 22.636 | 0
|  | 4709 | 21.8559 | 0
|  | 4710 | 21.0758 | 0
|  | 4711 | 21.0741 | 0
|  | 4712 | 21.0725 | 0
|  | 4713 | 21.0708 | 0
|  | 4714 | 21.0691 | 0
|  | 4715 | 21.0674 | 0
|  | 4716 | 21.0657 | 0
|  | 4717 | 21.064 | 0
|  | 4718 | 21.0623 | 0
|  | 4719 | 21.0607 | 0
|  | 4720 | 21.059 | 0
|  | 4721 | 21.0573 | 0
|  | 4722 | 21.0556 | 0
|  | 4723 | 37.2691 | 0
|  | 4724 | 39.7923 | 0
|  | 4725 | 31.6292 | 0
|  | 4726 | 29.6931 | 0
|  | 4727 | 28.1342 | 0
|  | 4728 | 26.5753 | 0
|  | 4729 | 25.7949 | 0
|  | 4730 | 25.0146 | 0
|  | 4731 | 24.2343 | 0
|  | 4732 | 23.454 | 0
|  | 4733 | 22.6739 | 0
|  | 4734 | 21.8937 | 0
|  | 4735 | 20.3354 | 0
|  | 4736 | 20.3338 | 0
|  | 4737 | 20.3322 | 0
|  | 4738 | 20.3305 | 0
|  | 4739 | 20.3289 | 0
|  | 4740 | 20.3273 | 0
|  | 4741 | 20.3257 | 0
|  | 4742 | 20.324 | 0
|  | 4743 | 20.3224 | 0
|  | 4744 | 20.3208 | 0
|  | 4745 | 20.3191 | 0
|  | 4746 | 37.9268 | 0
|  | 4747 | 46.4578 | 0
|  | 4748 | 39.7232 | 0
|  | 4749 | 31.5601 | 0
|  | 4750 | 29.6241 | 0
|  | 4751 | 28.0651 | 0
|  | 4752 | 26.5063 | 0
|  | 4753 | 25.7259 | 0
|  | 4754 | 24.9455 | 0
|  | 4755 | 24.1652 | 0
|  | 4756 | 23.385 | 0
|  | 4757 | 22.6048 | 0
|  | 4758 | 21.8247 | 0
|  | 4759 | 21.823 | 0
|  | 4760 | 21.8212 | 0
|  | 4761 | 21.8195 | 0
|  | 4762 | 21.8177 | 0
|  | 4763 | 21.816 | 0
|  | 4764 | 21.8143 | 0
|  | 4765 | 21.8125 | 0
|  | 4766 | 21.8108 | 0
|  | 4767 | 21.809 | 0
|  | 4768 | 21.8073 | 0
|  | 4769 | 21.8055 | 0
|  | 4770 | 26.8014 | 0
|  | 4771 | 40.431 | 0
|  | 4772 | 39.4835 | 0
|  | 4773 | 31.3204 | 0
|  | 4774 | 29.3843 | 0
|  | 4775 | 27.8254 | 0
|  | 4776 | 26.2666 | 0
|  | 4777 | 25.4862 | 0
|  | 4778 | 24.7059 | 0
|  | 4779 | 23.9256 | 0
|  | 4780 | 23.1454 | 0
|  | 4781 | 22.3653 | 0
|  | 4782 | 21.5852 | 0
|  | 4783 | 21.5834 | 0
|  | 4784 | 21.5817 | 0
|  | 4785 | 21.58 | 0
|  | 4786 | 21.5783 | 0
|  | 4787 | 21.5765 | 0
|  | 4788 | 21.5748 | 0
|  | 4789 | 21.5731 | 0
|  | 4790 | 21.5714 | 0
|  | 4791 | 21.5696 | 0
|  | 4792 | 21.5679 | 0
|  | 4793 | 21.5662 | 0
|  | 4794 | 26.5621 | 0
|  | 4795 | 40.1917 | 0
|  | 4796 | 39.2442 | 0
|  | 4797 | 31.0811 | 0
|  | 4798 | 29.1451 | 0
|  | 4799 | 27.5862 | 0
|  | 4800 | 26.0274 | 0
|  | 4801 | 25.247 | 0
|  | 4802 | 24.4667 | 0
|  | 4803 | 23.6864 | 0
|  | 4804 | 22.9063 | 0
|  | 4805 | 22.1261 | 0
|  | 4806 | 21.3461 | 0
|  | 4807 | 21.3444 | 0
|  | 4808 | 21.3427 | 0
|  | 4809 | 21.3409 | 0
|  | 4810 | 21.3392 | 0
|  | 4811 | 21.3375 | 0
|  | 4812 | 21.3358 | 0
|  | 4813 | 21.3341 | 0
|  | 4814 | 21.3324 | 0
|  | 4815 | 21.3307 | 0
|  | 4816 | 21.329 | 0
|  | 4817 | 21.3273 | 0
|  | 4818 | 26.3232 | 0
|  | 4819 | 39.9528 | 0
|  | 4820 | 39.0053 | 0
|  | 4821 | 30.8423 | 0
|  | 4822 | 28.9063 | 0
|  | 4823 | 27.3474 | 0
|  | 4824 | 25.7886 | 0
|  | 4825 | 25.0083 | 0
|  | 4826 | 24.228 | 0
|  | 4827 | 23.4478 | 0
|  | 4828 | 22.6676 | 0
|  | 4829 | 21.8875 | 0
|  | 4830 | 21.1074 | 0
|  | 4831 | 21.1057 | 0
|  | 4832 | 21.1041 | 0
|  | 4833 | 21.1024 | 0
|  | 4834 | 21.1007 | 0
|  | 4835 | 21.099 | 0
|  | 4836 | 21.0973 | 0
|  | 4837 | 21.0956 | 0
|  | 4838 | 21.0939 | 0
|  | 4839 | 21.0922 | 0
|  | 4840 | 21.0906 | 0
|  | 4841 | 21.0889 | 0
|  | 4842 | 26.0848 | 0
|  | 4843 | 39.7144 | 0
|  | 4844 | 38.767 | 0
|  | 4845 | 30.604 | 0
|  | 4846 | 28.668 | 0
|  | 4847 | 27.1091 | 0
|  | 4848 | 25.5503 | 0
|  | 4849 | 24.77 | 0
|  | 4850 | 23.9897 | 0
|  | 4851 | 23.2095 | 0
|  | 4852 | 22.4294 | 0
|  | 4853 | 21.6493 | 0
|  | 4854 | 20.8692 | 0
|  | 4855 | 19.4224 | 0
|  | 4856 | 19.4209 | 0
|  | 4857 | 19.4193 | 0
|  | 4858 | 19.4178 | 0
|  | 4859 | 19.4162 | 0
|  | 4860 | 19.4147 | 0
|  | 4861 | 19.4131 | 0
|  | 4862 | 19.4116 | 0
|  | 4863 | 19.41 | 0
|  | 4864 | 19.4085 | 0
|  | 4865 | 19.4069 | 0
|  | 4866 | 36.9077 | 0
|  | 4867 | 45.409 | 0
|  | 4868 | 38.6744 | 0
|  | 4869 | 30.5115 | 0
|  | 4870 | 28.5755 | 0
|  | 4871 | 27.0166 | 0
|  | 4872 | 25.4579 | 0
|  | 4873 | 24.6775 | 0
|  | 4874 | 23.8973 | 0
|  | 4875 | 23.1171 | 0
|  | 4876 | 22.3369 | 0
|  | 4877 | 21.5568 | 0
|  | 4878 | 20.7768 | 0
|  | 4879 | 19.2186 | 0
|  | 4880 | 19.217 | 0
|  | 4881 | 19.2155 | 0
|  | 4882 | 19.214 | 0
|  | 4883 | 19.2124 | 0
|  | 4884 | 19.2109 | 0
|  | 4885 | 19.2093 | 0
|  | 4886 | 19.2078 | 0
|  | 4887 | 19.2063 | 0
|  | 4888 | 19.2047 | 0
|  | 4889 | 19.2032 | 0
|  | 4890 | 36.811 | 0
|  | 4891 | 45.342 | 0
|  | 4892 | 38.6075 | 0
|  | 4893 | 30.4445 | 0
|  | 4894 | 28.5086 | 0
|  | 4895 | 26.9497 | 0
|  | 4896 | 25.3909 | 0
|  | 4897 | 24.6106 | 0
|  | 4898 | 23.8304 | 0
|  | 4899 | 23.0502 | 0
|  | 4900 | 22.27 | 0
|  | 4901 | 21.4899 | 0
|  | 4902 | 20.7099 | 0
|  | 4903 | 19.1517 | 0
|  | 4904 | 19.1502 | 0
|  | 4905 | 19.1486 | 0
|  | 4906 | 19.1471 | 0
|  | 4907 | 19.1456 | 0
|  | 4908 | 19.144 | 0
|  | 4909 | 19.1425 | 0
|  | 4910 | 19.141 | 0
|  | 4911 | 19.1394 | 0
|  | 4912 | 19.1379 | 0
|  | 4913 | 19.1364 | 0
|  | 4914 | 36.7441 | 0
|  | 4915 | 45.2752 | 0
|  | 4916 | 38.5407 | 0
|  | 4917 | 30.3777 | 0
|  | 4918 | 28.4418 | 0
|  | 4919 | 26.8829 | 0
|  | 4920 | 25.3242 | 0
|  | 4921 | 24.5438 | 0
|  | 4922 | 23.7636 | 0
|  | 4923 | 22.9834 | 0
|  | 4924 | 22.2033 | 0
|  | 4925 | 21.4232 | 0
|  | 4926 | 20.8603 | 0
|  | 4927 | 20.8197 | 0
|  | 4928 | 18.998 | 0
|  | 4929 | 18.9965 | 0
|  | 4930 | 18.9949 | 0
|  | 4931 | 18.9934 | 0
|  | 4932 | 18.9919 | 0
|  | 4933 | 18.9904 | 0
|  | 4934 | 18.9889 | 0
|  | 4935 | 18.9873 | 0
|  | 4936 | 18.9858 | 0
|  | 4937 | 18.9843 | 0
|  | 4938 | 32.1757 | 0
|  | 4939 | 32.954 | 0
|  | 4940 | 38.6374 | 0
|  | 4941 | 30.4744 | 0
|  | 4942 | 28.5384 | 0
|  | 4943 | 26.9796 | 0
|  | 4944 | 25.4208 | 0
|  | 4945 | 24.6405 | 0
|  | 4946 | 23.8602 | 0
|  | 4947 | 23.08 | 0
|  | 4948 | 22.2999 | 0
|  | 4949 | 21.5198 | 0
|  | 4950 | 20.957 | 0
|  | 4951 | 20.9163 | 0
|  | 4952 | 19.0946 | 0
|  | 4953 | 19.093 | 0
|  | 4954 | 19.0915 | 0
|  | 4955 | 19.09 | 0
|  | 4956 | 19.0885 | 0
|  | 4957 | 19.0869 | 0
|  | 4958 | 19.0854 | 0
|  | 4959 | 19.0839 | 0
|  | 4960 | 19.0824 | 0
|  | 4961 | 19.0808 | 0
|  | 4962 | 32.2723 | 0
|  | 4963 | 33.0505 | 0
|  | 4964 | 38.7339 | 0
|  | 4965 | 30.5709 | 0
|  | 4966 | 28.6349 | 0
|  | 4967 | 27.076 | 0
|  | 4968 | 25.5173 | 0
|  | 4969 | 24.737 | 0
|  | 4970 | 23.9567 | 0
|  | 4971 | 23.1765 | 0
|  | 4972 | 22.3963 | 0
|  | 4973 | 21.6162 | 0
|  | 4974 | 21.0534 | 0
|  | 4975 | 21.0127 | 0
|  | 4976 | 19.191 | 0
|  | 4977 | 19.1894 | 0
|  | 4978 | 19.1879 | 0
|  | 4979 | 19.1864 | 0
|  | 4980 | 19.1848 | 0
|  | 4981 | 19.1833 | 0
|  | 4982 | 19.1818 | 0
|  | 4983 | 19.1802 | 0
|  | 4984 | 19.1787 | 0
|  | 4985 | 19.1772 | 0
|  | 4986 | 32.3686 | 0
|  | 4987 | 33.1469 | 0
|  | 4988 | 38.8302 | 0
|  | 4989 | 30.6672 | 0
|  | 4990 | 28.7312 | 0
|  | 4991 | 27.1723 | 0
|  | 4992 | 25.6136 | 0
|  | 4993 | 24.8332 | 0
|  | 4994 | 24.053 | 0
|  | 4995 | 23.2727 | 0
|  | 4996 | 22.4926 | 0
|  | 4997 | 21.7125 | 0
|  | 4998 | 21.1496 | 0
|  | 4999 | 21.1089 | 0
|  | 5000 | 19.2872 | 0
|  | 5001 | 19.2857 | 0
|  | 5002 | 19.2841 | 0
|  | 5003 | 19.2826 | 0
|  | 5004 | 19.281 | 0
|  | 5005 | 19.2795 | 0
|  | 5006 | 19.2779 | 0
|  | 5007 | 19.2764 | 0
|  | 5008 | 19.2749 | 0
|  | 5009 | 19.2733 | 0
|  | 5010 | 32.4647 | 0
|  | 5011 | 33.243 | 0
|  | 5012 | 38.9264 | 0
|  | 5013 | 30.7633 | 0
|  | 5014 | 28.8273 | 0
|  | 5015 | 27.2684 | 0
|  | 5016 | 25.7097 | 0
|  | 5017 | 24.9293 | 0
|  | 5018 | 24.149 | 0
|  | 5019 | 23.3688 | 0
|  | 5020 | 22.5887 | 0
|  | 5021 | 21.8086 | 0
|  | 5022 | 21.2457 | 0
|  | 5023 | 21.205 | 0
|  | 5024 | 19.3832 | 0
|  | 5025 | 19.3817 | 0
|  | 5026 | 19.3801 | 0
|  | 5027 | 19.3786 | 0
|  | 5028 | 19.377 | 0
|  | 5029 | 19.3755 | 0
|  | 5030 | 19.3739 | 0
|  | 5031 | 19.3724 | 0
|  | 5032 | 19.3708 | 0
|  | 5033 | 19.3693 | 0
|  | 5034 | 32.5607 | 0
|  | 5035 | 33.3389 | 0
|  | 5036 | 39.0223 | 0
|  | 5037 | 30.8593 | 0
|  | 5038 | 28.9233 | 0
|  | 5039 | 27.3644 | 0
|  | 5040 | 25.8056 | 0
|  | 5041 | 25.0252 | 0
|  | 5042 | 24.2449 | 0
|  | 5043 | 23.4647 | 0
|  | 5044 | 22.6845 | 0
|  | 5045 | 21.9044 | 0
|  | 5046 | 21.1244 | 0
|  | 5047 | 19.5661 | 0
|  | 5048 | 19.5646 | 0
|  | 5049 | 19.563 | 0
|  | 5050 | 19.5614 | 0
|  | 5051 | 19.5599 | 0
|  | 5052 | 19.5583 | 0
|  | 5053 | 19.5567 | 0
|  | 5054 | 19.5552 | 0
|  | 5055 | 19.5536 | 0
|  | 5056 | 19.552 | 0
|  | 5057 | 19.5505 | 0
|  | 5058 | 37.1582 | 0
|  | 5059 | 45.6892 | 0
|  | 5060 | 38.9547 | 0
|  | 5061 | 30.7917 | 0
|  | 5062 | 28.8557 | 0
|  | 5063 | 27.2968 | 0
|  | 5064 | 25.738 | 0
|  | 5065 | 24.9577 | 0
|  | 5066 | 24.1774 | 0
|  | 5067 | 23.3972 | 0
|  | 5068 | 22.617 | 0
|  | 5069 | 21.8369 | 0
|  | 5070 | 21.0568 | 0
|  | 5071 | 21.0552 | 0
|  | 5072 | 21.0535 | 0
|  | 5073 | 21.0518 | 0
|  | 5074 | 21.0501 | 0
|  | 5075 | 21.0484 | 0
|  | 5076 | 21.0467 | 0
|  | 5077 | 21.0451 | 0
|  | 5078 | 21.0434 | 0
|  | 5079 | 21.0417 | 0
|  | 5080 | 21.04 | 0
|  | 5081 | 21.0383 | 0
|  | 5082 | 21.0366 | 0
|  | 5083 | 37.2502 | 0
|  | 5084 | 39.7733 | 0
|  | 5085 | 31.6102 | 0
|  | 5086 | 29.6742 | 0
|  | 5087 | 28.1152 | 0
|  | 5088 | 26.5564 | 0
|  | 5089 | 25.776 | 0
|  | 5090 | 24.9956 | 0
|  | 5091 | 24.2153 | 0
|  | 5092 | 23.4351 | 0
|  | 5093 | 22.6549 | 0
|  | 5094 | 21.8748 | 0
|  | 5095 | 20.4279 | 0
|  | 5096 | 20.4263 | 0
|  | 5097 | 20.4247 | 0
|  | 5098 | 20.423 | 0
|  | 5099 | 20.4214 | 0
|  | 5100 | 20.4198 | 0
|  | 5101 | 20.4181 | 0
|  | 5102 | 20.4165 | 0
|  | 5103 | 20.4149 | 0
|  | 5104 | 20.4132 | 0
|  | 5105 | 20.4116 | 0
|  | 5106 | 37.9123 | 0
|  | 5107 | 46.4135 | 0
|  | 5108 | 39.6789 | 0
|  | 5109 | 31.5158 | 0
|  | 5110 | 29.5797 | 0
|  | 5111 | 28.0208 | 0
|  | 5112 | 26.462 | 0
|  | 5113 | 25.6816 | 0
|  | 5114 | 24.9012 | 0
|  | 5115 | 24.1209 | 0
|  | 5116 | 23.3407 | 0
|  | 5117 | 22.5605 | 0
|  | 5118 | 21.9976 | 0
|  | 5119 | 21.9568 | 0
|  | 5120 | 20.1351 | 0
|  | 5121 | 20.1334 | 0
|  | 5122 | 20.1318 | 0
|  | 5123 | 20.1302 | 0
|  | 5124 | 20.1286 | 0
|  | 5125 | 20.127 | 0
|  | 5126 | 20.1254 | 0
|  | 5127 | 20.1238 | 0
|  | 5128 | 20.1222 | 0
|  | 5129 | 20.1206 | 0
|  | 5130 | 33.3119 | 0
|  | 5131 | 34.0901 | 0
|  | 5132 | 39.7734 | 0
|  | 5133 | 31.6103 | 0
|  | 5134 | 29.6742 | 0
|  | 5135 | 28.1153 | 0
|  | 5136 | 26.5564 | 0
|  | 5137 | 25.776 | 0
|  | 5138 | 24.9957 | 0
|  | 5139 | 24.2154 | 0
|  | 5140 | 23.4351 | 0
|  | 5141 | 22.655 | 0
|  | 5142 | 22.092 | 0
|  | 5143 | 22.0512 | 0
|  | 5144 | 20.2295 | 0
|  | 5145 | 20.2278 | 0
|  | 5146 | 20.2262 | 0
|  | 5147 | 20.2246 | 0
|  | 5148 | 20.223 | 0
|  | 5149 | 20.2214 | 0
|  | 5150 | 20.2198 | 0
|  | 5151 | 20.2181 | 0
|  | 5152 | 20.2165 | 0
|  | 5153 | 20.2149 | 0
|  | 5154 | 33.4062 | 0
|  | 5155 | 34.1844 | 0
|  | 5156 | 39.8677 | 0
|  | 5157 | 31.7046 | 0
|  | 5158 | 29.7685 | 0
|  | 5159 | 28.2096 | 0
|  | 5160 | 26.6507 | 0
|  | 5161 | 25.8703 | 0
|  | 5162 | 25.0899 | 0
|  | 5163 | 24.3096 | 0
|  | 5164 | 23.5294 | 0
|  | 5165 | 22.7492 | 0
|  | 5166 | 21.9691 | 0
|  | 5167 | 21.9674 | 0
|  | 5168 | 21.9656 | 0
|  | 5169 | 21.9639 | 0
|  | 5170 | 21.9621 | 0
|  | 5171 | 21.9603 | 0
|  | 5172 | 21.9586 | 0
|  | 5173 | 21.9568 | 0
|  | 5174 | 21.9551 | 0
|  | 5175 | 21.9533 | 0
|  | 5176 | 21.9516 | 0
|  | 5177 | 21.9498 | 0
|  | 5178 | 26.9456 | 0
|  | 5179 | 40.5752 | 0
|  | 5180 | 39.6277 | 0
|  | 5181 | 31.4646 | 0
|  | 5182 | 29.5286 | 0
|  | 5183 | 27.9696 | 0
|  | 5184 | 26.4108 | 0
|  | 5185 | 25.6304 | 0
|  | 5186 | 24.85 | 0
|  | 5187 | 24.0698 | 0
|  | 5188 | 23.2895 | 0
|  | 5189 | 22.5094 | 0
|  | 5190 | 21.7293 | 0
|  | 5191 | 20.2824 | 0
|  | 5192 | 20.2808 | 0
|  | 5193 | 20.2792 | 0
|  | 5194 | 20.2775 | 0
|  | 5195 | 20.2759 | 0
|  | 5196 | 20.2743 | 0
|  | 5197 | 20.2727 | 0
|  | 5198 | 20.2711 | 0
|  | 5199 | 20.2694 | 0
|  | 5200 | 20.2678 | 0
|  | 5201 | 20.2662 | 0
|  | 5202 | 37.7669 | 0
|  | 5203 | 46.2681 | 0
|  | 5204 | 39.5335 | 0
|  | 5205 | 31.3705 | 0
|  | 5206 | 29.4344 | 0
|  | 5207 | 27.8755 | 0
|  | 5208 | 26.3167 | 0
|  | 5209 | 25.5363 | 0
|  | 5210 | 24.7559 | 0
|  | 5211 | 23.9756 | 0
|  | 5212 | 23.1954 | 0
|  | 5213 | 22.4153 | 0
|  | 5214 | 21.6352 | 0
|  | 5215 | 20.0769 | 0
|  | 5216 | 20.0753 | 0
|  | 5217 | 20.0737 | 0
|  | 5218 | 20.0721 | 0
|  | 5219 | 20.0705 | 0
|  | 5220 | 20.0689 | 0
|  | 5221 | 20.0673 | 0
|  | 5222 | 20.0656 | 0
|  | 5223 | 20.064 | 0
|  | 5224 | 20.0624 | 0
|  | 5225 | 20.0608 | 0
|  | 5226 | 37.6685 | 0
|  | 5227 | 46.1995 | 0
|  | 5228 | 39.4649 | 0
|  | 5229 | 31.3019 | 0
|  | 5230 | 29.3658 | 0
|  | 5231 | 27.8069 | 0
|  | 5232 | 26.2481 | 0
|  | 5233 | 25.4677 | 0
|  | 5234 | 24.6874 | 0
|  | 5235 | 23.9071 | 0
|  | 5236 | 23.1269 | 0
|  | 5237 | 22.3468 | 0
|  | 5238 | 21.5667 | 0
|  | 5239 | 20.0084 | 0
|  | 5240 | 20.0068 | 0
|  | 5241 | 20.0052 | 0
|  | 5242 | 20.0036 | 0
|  | 5243 | 20.002 | 0
|  | 5244 | 20.0004 | 0
|  | 5245 | 19.9988 | 0
|  | 5246 | 19.9972 | 0
|  | 5247 | 19.9956 | 0
|  | 5248 | 19.994 | 0
|  | 5249 | 19.9924 | 0
|  | 5250 | 37.6001 | 0
|  | 5251 | 46.1311 | 0
|  | 5252 | 39.3965 | 0
|  | 5253 | 31.2335 | 0
|  | 5254 | 29.2974 | 0
|  | 5255 | 27.7385 | 0
|  | 5256 | 26.1797 | 0
|  | 5257 | 25.3993 | 0
|  | 5258 | 24.619 | 0
|  | 5259 | 23.8387 | 0
|  | 5260 | 23.0585 | 0
|  | 5261 | 22.2784 | 0
|  | 5262 | 21.4983 | 0
|  | 5263 | 21.4966 | 0
|  | 5264 | 21.4948 | 0
|  | 5265 | 21.4931 | 0
|  | 5266 | 21.4914 | 0
|  | 5267 | 21.4897 | 0
|  | 5268 | 21.488 | 0
|  | 5269 | 21.4863 | 0
|  | 5270 | 21.4845 | 0
|  | 5271 | 21.4828 | 0
|  | 5272 | 21.4811 | 0
|  | 5273 | 21.4794 | 0
|  | 5274 | 26.4753 | 0
|  | 5275 | 40.1049 | 0
|  | 5276 | 39.1574 | 0
|  | 5277 | 30.9944 | 0
|  | 5278 | 29.0583 | 0
|  | 5279 | 27.4994 | 0
|  | 5280 | 25.9406 | 0
|  | 5281 | 25.1603 | 0
|  | 5282 | 24.38 | 0
|  | 5283 | 23.5997 | 0
|  | 5284 | 22.8195 | 0
|  | 5285 | 22.0394 | 0
|  | 5286 | 21.2594 | 0
|  | 5287 | 21.2577 | 0
|  | 5288 | 21.256 | 0
|  | 5289 | 21.2543 | 0
|  | 5290 | 21.2526 | 0
|  | 5291 | 21.2509 | 0
|  | 5292 | 21.2492 | 0
|  | 5293 | 21.2475 | 0
|  | 5294 | 21.2458 | 0
|  | 5295 | 21.2441 | 0
|  | 5296 | 21.2424 | 0
|  | 5297 | 21.2407 | 0
|  | 5298 | 26.2365 | 0
|  | 5299 | 39.8662 | 0
|  | 5300 | 38.9187 | 0
|  | 5301 | 30.7557 | 0
|  | 5302 | 28.8197 | 0
|  | 5303 | 27.2608 | 0
|  | 5304 | 25.702 | 0
|  | 5305 | 24.9217 | 0
|  | 5306 | 24.1414 | 0
|  | 5307 | 23.3612 | 0
|  | 5308 | 22.581 | 0
|  | 5309 | 21.8009 | 0
|  | 5310 | 21.0209 | 0
|  | 5311 | 19.5741 | 0
|  | 5312 | 19.5725 | 0
|  | 5313 | 19.5709 | 0
|  | 5314 | 19.5694 | 0
|  | 5315 | 19.5678 | 0
|  | 5316 | 19.5662 | 0
|  | 5317 | 19.5647 | 0
|  | 5318 | 19.5631 | 0
|  | 5319 | 19.5615 | 0
|  | 5320 | 19.56 | 0
|  | 5321 | 19.5584 | 0
|  | 5322 | 37.0592 | 0
|  | 5323 | 45.5604 | 0
|  | 5324 | 38.8259 | 0
|  | 5325 | 30.6629 | 0
|  | 5326 | 28.7269 | 0
|  | 5327 | 27.168 | 0
|  | 5328 | 25.6093 | 0
|  | 5329 | 24.8289 | 0
|  | 5330 | 24.0486 | 0
|  | 5331 | 23.2684 | 0
|  | 5332 | 22.4883 | 0
|  | 5333 | 21.7082 | 0
|  | 5334 | 20.9282 | 0
|  | 5335 | 19.4813 | 0
|  | 5336 | 19.4798 | 0
|  | 5337 | 19.4782 | 0
|  | 5338 | 19.4767 | 0
|  | 5339 | 19.4751 | 0
|  | 5340 | 19.4736 | 0
|  | 5341 | 19.472 | 0
|  | 5342 | 19.4704 | 0
|  | 5343 | 19.4689 | 0
|  | 5344 | 19.4673 | 0
|  | 5345 | 19.4658 | 0
|  | 5346 | 36.9665 | 0
|  | 5347 | 45.4678 | 0
|  | 5348 | 38.7333 | 0
|  | 5349 | 30.5703 | 0
|  | 5350 | 28.6343 | 0
|  | 5351 | 27.0754 | 0
|  | 5352 | 25.5167 | 0
|  | 5353 | 24.7363 | 0
|  | 5354 | 23.9561 | 0
|  | 5355 | 23.1759 | 0
|  | 5356 | 22.3957 | 0
|  | 5357 | 21.6156 | 0
|  | 5358 | 21.0528 | 0
|  | 5359 | 21.0121 | 0
|  | 5360 | 19.1904 | 0
|  | 5361 | 19.1888 | 0
|  | 5362 | 19.1873 | 0
|  | 5363 | 19.1858 | 0
|  | 5364 | 19.1842 | 0
|  | 5365 | 19.1827 | 0
|  | 5366 | 19.1812 | 0
|  | 5367 | 19.1796 | 0
|  | 5368 | 19.1781 | 0
|  | 5369 | 19.1766 | 0
|  | 5370 | 32.368 | 0
|  | 5371 | 33.1462 | 0
|  | 5372 | 38.8296 | 0
|  | 5373 | 30.6666 | 0
|  | 5374 | 28.7306 | 0
|  | 5375 | 27.1717 | 0
|  | 5376 | 25.613 | 0
|  | 5377 | 24.8326 | 0
|  | 5378 | 24.0523 | 0
|  | 5379 | 23.2721 | 0
|  | 5380 | 22.492 | 0
|  | 5381 | 21.7119 | 0
|  | 5382 | 20.9318 | 0
|  | 5383 | 19.3736 | 0
|  | 5384 | 19.372 | 0
|  | 5385 | 19.3705 | 0
|  | 5386 | 19.3689 | 0
|  | 5387 | 19.3674 | 0
|  | 5388 | 19.3658 | 0
|  | 5389 | 19.3643 | 0
|  | 5390 | 19.3627 | 0
|  | 5391 | 19.3612 | 0
|  | 5392 | 19.3596 | 0
|  | 5393 | 19.3581 | 0
|  | 5394 | 36.9658 | 0
|  | 5395 | 45.4969 | 0
|  | 5396 | 38.7624 | 0
|  | 5397 | 30.5994 | 0
|  | 5398 | 28.6634 | 0
|  | 5399 | 27.1045 | 0
|  | 5400 | 25.5458 | 0
|  | 5401 | 24.7654 | 0
|  | 5402 | 23.9851 | 0
|  | 5403 | 23.2049 | 0
|  | 5404 | 22.4248 | 0
|  | 5405 | 21.6447 | 0
|  | 5406 | 20.8647 | 0
|  | 5407 | 20.863 | 0
|  | 5408 | 20.8613 | 0
|  | 5409 | 20.8597 | 0
|  | 5410 | 20.858 | 0
|  | 5411 | 20.8563 | 0
|  | 5412 | 20.8547 | 0
|  | 5413 | 20.853 | 0
|  | 5414 | 20.8513 | 0
|  | 5415 | 20.8497 | 0
|  | 5416 | 20.848 | 0
|  | 5417 | 20.8463 | 0
|  | 5418 | 20.8447 | 0
|  | 5419 | 37.0582 | 0
|  | 5420 | 39.5814 | 0
|  | 5421 | 31.4183 | 0
|  | 5422 | 29.4822 | 0
|  | 5423 | 27.9233 | 0
|  | 5424 | 26.3645 | 0
|  | 5425 | 25.5841 | 0
|  | 5426 | 24.8037 | 0
|  | 5427 | 24.0235 | 0
|  | 5428 | 23.2432 | 0
|  | 5429 | 22.4631 | 0
|  | 5430 | 21.683 | 0
|  | 5431 | 21.6813 | 0
|  | 5432 | 21.6795 | 0
|  | 5433 | 21.6778 | 0
|  | 5434 | 21.6761 | 0
|  | 5435 | 21.6743 | 0
|  | 5436 | 21.6726 | 0
|  | 5437 | 21.6709 | 0
|  | 5438 | 21.6691 | 0
|  | 5439 | 21.6674 | 0
|  | 5440 | 21.6657 | 0
|  | 5441 | 21.6639 | 0
|  | 5442 | 26.6598 | 0
|  | 5443 | 40.2894 | 0
|  | 5444 | 39.3419 | 0
|  | 5445 | 31.1788 | 0
|  | 5446 | 29.2428 | 0
|  | 5447 | 27.6839 | 0
|  | 5448 | 26.1251 | 0
|  | 5449 | 25.3447 | 0
|  | 5450 | 24.5644 | 0
|  | 5451 | 23.7841 | 0
|  | 5452 | 23.0039 | 0
|  | 5453 | 22.2238 | 0
|  | 5454 | 21.4437 | 0
|  | 5455 | 21.442 | 0
|  | 5456 | 21.4403 | 0
|  | 5457 | 21.4386 | 0
|  | 5458 | 21.4369 | 0
|  | 5459 | 21.4351 | 0
|  | 5460 | 21.4334 | 0
|  | 5461 | 21.4317 | 0
|  | 5462 | 21.43 | 0
|  | 5463 | 21.4283 | 0
|  | 5464 | 21.4266 | 0
|  | 5465 | 21.4249 | 0
|  | 5466 | 26.4207 | 0
|  | 5467 | 40.0504 | 0
|  | 5468 | 39.1029 | 0
|  | 5469 | 30.9398 | 0
|  | 5470 | 29.0038 | 0
|  | 5471 | 27.4449 | 0
|  | 5472 | 25.8861 | 0
|  | 5473 | 25.1058 | 0
|  | 5474 | 24.3255 | 0
|  | 5475 | 23.5452 | 0
|  | 5476 | 22.7651 | 0
|  | 5477 | 21.9849 | 0
|  | 5478 | 21.2049 | 0
|  | 5479 | 21.2032 | 0
|  | 5480 | 21.2015 | 0
|  | 5481 | 21.1998 | 0
|  | 5482 | 21.1981 | 0
|  | 5483 | 21.1964 | 0
|  | 5484 | 21.1947 | 0
|  | 5485 | 21.193 | 0
|  | 5486 | 21.1913 | 0
|  | 5487 | 21.1896 | 0
|  | 5488 | 21.1879 | 0
|  | 5489 | 21.1862 | 0
|  | 5490 | 26.1821 | 0
|  | 5491 | 39.8118 | 0
|  | 5492 | 38.8643 | 0
|  | 5493 | 30.7013 | 0
|  | 5494 | 28.7653 | 0
|  | 5495 | 27.2064 | 0
|  | 5496 | 25.6477 | 0
|  | 5497 | 24.8673 | 0
|  | 5498 | 24.087 | 0
|  | 5499 | 23.3068 | 0
|  | 5500 | 22.5266 | 0
|  | 5501 | 21.7466 | 0
|  | 5502 | 20.9665 | 0
|  | 5503 | 20.9648 | 0
|  | 5504 | 20.9632 | 0
|  | 5505 | 20.9615 | 0
|  | 5506 | 20.9598 | 0
|  | 5507 | 20.9581 | 0
|  | 5508 | 20.9565 | 0
|  | 5509 | 20.9548 | 0
|  | 5510 | 20.9531 | 0
|  | 5511 | 20.9514 | 0
|  | 5512 | 20.9498 | 0
|  | 5513 | 20.9481 | 0
|  | 5514 | 25.944 | 0
|  | 5515 | 39.5737 | 0
|  | 5516 | 38.6262 | 0
|  | 5517 | 30.4632 | 0
|  | 5518 | 28.5272 | 0
|  | 5519 | 26.9684 | 0
|  | 5520 | 25.4096 | 0
|  | 5521 | 24.6293 | 0
|  | 5522 | 23.849 | 0
|  | 5523 | 23.0688 | 0
|  | 5524 | 22.2887 | 0
|  | 5525 | 21.5086 | 0
|  | 5526 | 20.7286 | 0
|  | 5527 | 19.2818 | 0
|  | 5528 | 19.2803 | 0
|  | 5529 | 19.2787 | 0
|  | 5530 | 19.2772 | 0
|  | 5531 | 19.2756 | 0
|  | 5532 | 19.2741 | 0
|  | 5533 | 19.2726 | 0
|  | 5534 | 19.271 | 0
|  | 5535 | 19.2695 | 0
|  | 5536 | 19.2679 | 0
|  | 5537 | 19.2664 | 0
|  | 5538 | 36.7672 | 0
|  | 5539 | 45.2685 | 0
|  | 5540 | 38.534 | 0
|  | 5541 | 30.371 | 0
|  | 5542 | 28.435 | 0
|  | 5543 | 26.8762 | 0
|  | 5544 | 25.3174 | 0
|  | 5545 | 24.5371 | 0
|  | 5546 | 23.7568 | 0
|  | 5547 | 22.9767 | 0
|  | 5548 | 22.1965 | 0
|  | 5549 | 21.4165 | 0
|  | 5550 | 20.6364 | 0
|  | 5551 | 19.0782 | 0
|  | 5552 | 19.0767 | 0
|  | 5553 | 19.0752 | 0
|  | 5554 | 19.0736 | 0
|  | 5555 | 19.0721 | 0
|  | 5556 | 19.0706 | 0
|  | 5557 | 19.0691 | 0
|  | 5558 | 19.0675 | 0
|  | 5559 | 19.066 | 0
|  | 5560 | 19.0645 | 0
|  | 5561 | 19.063 | 0
|  | 5562 | 36.6707 | 0
|  | 5563 | 45.2018 | 0
|  | 5564 | 38.4673 | 0
|  | 5565 | 30.3043 | 0
|  | 5566 | 28.3684 | 0
|  | 5567 | 26.8095 | 0
|  | 5568 | 25.2508 | 0
|  | 5569 | 24.4705 | 0
|  | 5570 | 23.6902 | 0
|  | 5571 | 22.91 | 0
|  | 5572 | 22.1299 | 0
|  | 5573 | 21.3498 | 0
|  | 5574 | 20.5698 | 0
|  | 5575 | 19.0116 | 0
|  | 5576 | 12.6562 | 0
|  | 5577 | 12.6562 | 0
|  | 5578 | 12.6562 | 0
|  | 5579 | 12.6562 | 0
|  | 5580 | 12.6562 | 0
|  | 5581 | 12.6562 | 0
|  | 5582 | 21.2995 | 0
|  | 5583 | 35.2746 | 0
|  | 5584 | 40.585 | 0
|  | 5585 | 48.292 | 0
|  | 5586 | 47.3823 | 0
|  | 5587 | 45.3174 | 0
|  | 5588 | 38.5829 | 0
|  | 5589 | 30.4199 | 0
|  | 5590 | 28.4839 | 0
|  | 5591 | 26.925 | 0
|  | 5592 | 25.3663 | 0
|  | 5593 | 24.586 | 0
|  | 5594 | 23.8057 | 0
|  | 5595 | 23.0255 | 0
|  | 5596 | 22.2454 | 0
|  | 5597 | 21.4653 | 0
|  | 5598 | 20.6853 | 0
|  | 5599 | 19.2385 | 0
|  | 5600 | 19.237 | 0
|  | 5601 | 19.2354 | 0
|  | 5602 | 19.2339 | 0
|  | 5603 | 19.2324 | 0
|  | 5604 | 19.2308 | 0
|  | 5605 | 19.2293 | 0
|  | 5606 | 19.2277 | 0
|  | 5607 | 19.2262 | 0
|  | 5608 | 19.2247 | 0
|  | 5609 | 19.2231 | 0
|  | 5610 | 36.7239 | 0
|  | 5611 | 45.2252 | 0
|  | 5612 | 38.4907 | 0
|  | 5613 | 30.3277 | 0
|  | 5614 | 28.3918 | 0
|  | 5615 | 26.8329 | 0
|  | 5616 | 25.2742 | 0
|  | 5617 | 24.4939 | 0
|  | 5618 | 23.7136 | 0
|  | 5619 | 22.9334 | 0
|  | 5620 | 22.1533 | 0
|  | 5621 | 21.3732 | 0
|  | 5622 | 20.8104 | 0
|  | 5623 | 20.7697 | 0
|  | 5624 | 18.948 | 0
|  | 5625 | 18.9465 | 0
|  | 5626 | 18.945 | 0
|  | 5627 | 18.9435 | 0
|  | 5628 | 18.942 | 0
|  | 5629 | 18.9404 | 0
|  | 5630 | 18.9389 | 0
|  | 5631 | 18.9374 | 0
|  | 5632 | 18.9359 | 0
|  | 5633 | 18.9344 | 0
|  | 5634 | 32.1258 | 0
|  | 5635 | 32.9041 | 0
|  | 5636 | 38.5875 | 0
|  | 5637 | 30.4245 | 0
|  | 5638 | 28.4885 | 0
|  | 5639 | 26.9297 | 0
|  | 5640 | 25.3709 | 0
|  | 5641 | 24.5906 | 0
|  | 5642 | 23.8103 | 0
|  | 5643 | 23.0301 | 0
|  | 5644 | 22.25 | 0
|  | 5645 | 21.4699 | 0
|  | 5646 | 20.6899 | 0
|  | 5647 | 20.6883 | 0
|  | 5648 | 20.6866 | 0
|  | 5649 | 20.685 | 0
|  | 5650 | 20.6833 | 0
|  | 5651 | 20.6817 | 0
|  | 5652 | 20.68 | 0
|  | 5653 | 20.6783 | 0
|  | 5654 | 20.6767 | 0
|  | 5655 | 20.675 | 0
|  | 5656 | 20.6734 | 0
|  | 5657 | 20.6717 | 0
|  | 5658 | 25.6677 | 0
|  | 5659 | 39.2973 | 0
|  | 5660 | 38.3499 | 0
|  | 5661 | 30.187 | 0
|  | 5662 | 28.251 | 0
|  | 5663 | 26.6922 | 0
|  | 5664 | 25.1334 | 0
|  | 5665 | 24.3531 | 0
|  | 5666 | 23.5729 | 0
|  | 5667 | 22.7927 | 0
|  | 5668 | 22.0126 | 0
|  | 5669 | 21.2325 | 0
|  | 5670 | 20.4525 | 0
|  | 5671 | 20.4509 | 0
|  | 5672 | 20.4493 | 0
|  | 5673 | 20.4476 | 0
|  | 5674 | 20.446 | 0
|  | 5675 | 20.4444 | 0
|  | 5676 | 20.4427 | 0
|  | 5677 | 20.4411 | 0
|  | 5678 | 20.4395 | 0
|  | 5679 | 20.4378 | 0
|  | 5680 | 20.4362 | 0
|  | 5681 | 20.4346 | 0
|  | 5682 | 25.4305 | 0
|  | 5683 | 39.0602 | 0
|  | 5684 | 38.1128 | 0
|  | 5685 | 29.9499 | 0
|  | 5686 | 28.0139 | 0
|  | 5687 | 26.4551 | 0
|  | 5688 | 24.8964 | 0
|  | 5689 | 24.1161 | 0
|  | 5690 | 23.3359 | 0
|  | 5691 | 22.5557 | 0
|  | 5692 | 21.7756 | 0
|  | 5693 | 20.9956 | 0
|  | 5694 | 20.2156 | 0
|  | 5695 | 20.214 | 0
|  | 5696 | 20.2124 | 0
|  | 5697 | 20.2108 | 0
|  | 5698 | 20.2092 | 0
|  | 5699 | 20.2075 | 0
|  | 5700 | 20.2059 | 0
|  | 5701 | 20.2043 | 0
|  | 5702 | 20.2027 | 0
|  | 5703 | 20.2011 | 0
|  | 5704 | 20.1995 | 0
|  | 5705 | 20.1978 | 0
|  | 5706 | 25.1938 | 0
|  | 5707 | 38.8235 | 0
|  | 5708 | 37.8761 | 0
|  | 5709 | 29.7132 | 0
|  | 5710 | 27.7773 | 0
|  | 5711 | 26.2185 | 0
|  | 5712 | 24.6598 | 0
|  | 5713 | 23.8795 | 0
|  | 5714 | 23.0993 | 0
|  | 5715 | 22.3192 | 0
|  | 5716 | 21.5391 | 0
|  | 5717 | 20.7591 | 0
|  | 5718 | 19.9791 | 0
|  | 5719 | 19.9775 | 0
|  | 5720 | 19.976 | 0
|  | 5721 | 19.9744 | 0
|  | 5722 | 19.9728 | 0
|  | 5723 | 19.9712 | 0
|  | 5724 | 19.9696 | 0
|  | 5725 | 19.968 | 0
|  | 5726 | 19.9664 | 0
|  | 5727 | 19.9648 | 0
|  | 5728 | 19.9632 | 0
|  | 5729 | 19.9616 | 0
|  | 5730 | 19.96 | 0
|  | 5731 | 36.1736 | 0
|  | 5732 | 38.6968 | 0
|  | 5733 | 30.5338 | 0
|  | 5734 | 28.5978 | 0
|  | 5735 | 27.039 | 0
|  | 5736 | 25.4802 | 0
|  | 5737 | 24.6999 | 0
|  | 5738 | 23.9196 | 0
|  | 5739 | 23.1394 | 0
|  | 5740 | 22.3593 | 0
|  | 5741 | 21.5792 | 0
|  | 5742 | 20.7992 | 0
|  | 5743 | 20.7975 | 0
|  | 5744 | 20.7958 | 0
|  | 5745 | 20.7942 | 0
|  | 5746 | 20.7925 | 0
|  | 5747 | 20.7909 | 0
|  | 5748 | 20.7892 | 0
|  | 5749 | 20.7875 | 0
|  | 5750 | 20.7859 | 0
|  | 5751 | 20.7842 | 0
|  | 5752 | 20.7825 | 0
|  | 5753 | 20.7809 | 0
|  | 5754 | 20.7792 | 0
|  | 5755 | 36.9928 | 0
|  | 5756 | 39.5159 | 0
|  | 5757 | 31.3529 | 0
|  | 5758 | 29.4168 | 0
|  | 5759 | 27.8579 | 0
|  | 5760 | 26.2991 | 0
|  | 5761 | 25.5187 | 0
|  | 5762 | 24.7383 | 0
|  | 5763 | 23.9581 | 0
|  | 5764 | 23.1779 | 0
|  | 5765 | 22.3977 | 0
|  | 5766 | 21.6176 | 0
|  | 5767 | 21.6159 | 0
|  | 5768 | 21.6142 | 0
|  | 5769 | 21.6124 | 0
|  | 5770 | 21.6107 | 0
|  | 5771 | 21.609 | 0
|  | 5772 | 21.6073 | 0
|  | 5773 | 21.6055 | 0
|  | 5774 | 21.6038 | 0
|  | 5775 | 21.6021 | 0
|  | 5776 | 21.6003 | 0
|  | 5777 | 21.5986 | 0
|  | 5778 | 26.5945 | 0
|  | 5779 | 40.2241 | 0
|  | 5780 | 39.2766 | 0
|  | 5781 | 31.1136 | 0
|  | 5782 | 29.1775 | 0
|  | 5783 | 27.6186 | 0
|  | 5784 | 26.0598 | 0
|  | 5785 | 25.2794 | 0
|  | 5786 | 24.4991 | 0
|  | 5787 | 23.7189 | 0
|  | 5788 | 22.9387 | 0
|  | 5789 | 22.1585 | 0
|  | 5790 | 21.3785 | 0
|  | 5791 | 19.9316 | 0
|  | 5792 | 19.93 | 0
|  | 5793 | 19.9284 | 0
|  | 5794 | 19.9268 | 0
|  | 5795 | 19.9253 | 0
|  | 5796 | 19.9237 | 0
|  | 5797 | 19.9221 | 0
|  | 5798 | 19.9205 | 0
|  | 5799 | 19.9189 | 0
|  | 5800 | 19.9173 | 0
|  | 5801 | 19.9157 | 0
|  | 5802 | 37.4164 | 0
|  | 5803 | 45.9177 | 0
|  | 5804 | 39.1831 | 0
|  | 5805 | 31.0201 | 0
|  | 5806 | 29.084 | 0
|  | 5807 | 27.5251 | 0
|  | 5808 | 25.9663 | 0
|  | 5809 | 25.186 | 0
|  | 5810 | 24.4057 | 0
|  | 5811 | 23.6254 | 0
|  | 5812 | 22.8452 | 0
|  | 5813 | 22.0651 | 0
|  | 5814 | 21.5022 | 0
|  | 5815 | 21.4615 | 0
|  | 5816 | 19.6397 | 0
|  | 5817 | 19.6382 | 0
|  | 5818 | 19.6366 | 0
|  | 5819 | 19.635 | 0
|  | 5820 | 19.6335 | 0
|  | 5821 | 19.6319 | 0
|  | 5822 | 19.6303 | 0
|  | 5823 | 19.6287 | 0
|  | 5824 | 19.6272 | 0
|  | 5825 | 19.6256 | 0
|  | 5826 | 32.817 | 0
|  | 5827 | 33.5952 | 0
|  | 5828 | 39.2786 | 0
|  | 5829 | 31.1155 | 0
|  | 5830 | 29.1795 | 0
|  | 5831 | 27.6206 | 0
|  | 5832 | 26.0618 | 0
|  | 5833 | 25.2814 | 0
|  | 5834 | 24.5011 | 0
|  | 5835 | 23.7208 | 0
|  | 5836 | 22.9406 | 0
|  | 5837 | 22.1605 | 0
|  | 5838 | 21.5976 | 0
|  | 5839 | 21.5568 | 0
|  | 5840 | 19.7351 | 0
|  | 5841 | 19.7335 | 0
|  | 5842 | 19.7319 | 0
|  | 5843 | 19.7304 | 0
|  | 5844 | 19.7288 | 0
|  | 5845 | 19.7272 | 0
|  | 5846 | 19.7256 | 0
|  | 5847 | 19.7241 | 0
|  | 5848 | 19.7225 | 0
|  | 5849 | 19.7209 | 0
|  | 5850 | 32.9123 | 0
|  | 5851 | 33.6905 | 0
|  | 5852 | 39.3738 | 0
|  | 5853 | 31.2108 | 0
|  | 5854 | 29.2747 | 0
|  | 5855 | 27.7158 | 0
|  | 5856 | 26.157 | 0
|  | 5857 | 25.3766 | 0
|  | 5858 | 24.5963 | 0
|  | 5859 | 23.816 | 0
|  | 5860 | 23.0358 | 0
|  | 5861 | 22.2557 | 0
|  | 5862 | 21.6928 | 0
|  | 5863 | 21.652 | 0
|  | 5864 | 19.8303 | 0
|  | 5865 | 19.8287 | 0
|  | 5866 | 19.8271 | 0
|  | 5867 | 19.8255 | 0
|  | 5868 | 19.8239 | 0
|  | 5869 | 19.8224 | 0
|  | 5870 | 19.8208 | 0
|  | 5871 | 19.8192 | 0
|  | 5872 | 19.8176 | 0
|  | 5873 | 19.816 | 0
|  | 5874 | 33.0074 | 0
|  | 5875 | 33.7856 | 0
|  | 5876 | 39.4689 | 0
|  | 5877 | 31.3059 | 0
|  | 5878 | 29.3698 | 0
|  | 5879 | 27.8109 | 0
|  | 5880 | 26.2521 | 0
|  | 5881 | 25.4717 | 0
|  | 5882 | 24.6913 | 0
|  | 5883 | 23.9111 | 0
|  | 5884 | 23.1309 | 0
|  | 5885 | 22.3507 | 0
|  | 5886 | 21.5706 | 0
|  | 5887 | 20.0123 | 0
|  | 5888 | 20.0107 | 0
|  | 5889 | 20.0091 | 0
|  | 5890 | 20.0075 | 0
|  | 5891 | 20.0059 | 0
|  | 5892 | 20.0043 | 0
|  | 5893 | 20.0027 | 0
|  | 5894 | 20.0011 | 0
|  | 5895 | 19.9995 | 0
|  | 5896 | 19.9979 | 0
|  | 5897 | 19.9963 | 0
|  | 5898 | 37.604 | 0
|  | 5899 | 46.135 | 0
|  | 5900 | 39.4005 | 0
|  | 5901 | 31.2374 | 0
|  | 5902 | 29.3014 | 0
|  | 5903 | 27.7424 | 0
|  | 5904 | 26.1836 | 0
|  | 5905 | 25.4033 | 0
|  | 5906 | 24.6229 | 0
|  | 5907 | 23.8427 | 0
|  | 5908 | 23.0625 | 0
|  | 5909 | 22.2823 | 0
|  | 5910 | 21.5022 | 0
|  | 5911 | 19.9439 | 0
|  | 5912 | 19.9423 | 0
|  | 5913 | 19.9408 | 0
|  | 5914 | 19.9392 | 0
|  | 5915 | 19.9376 | 0
|  | 5916 | 19.936 | 0
|  | 5917 | 19.9344 | 0
|  | 5918 | 19.9328 | 0
|  | 5919 | 19.9312 | 0
|  | 5920 | 19.9296 | 0
|  | 5921 | 19.928 | 0
|  | 5922 | 37.5357 | 0
|  | 5923 | 46.0667 | 0
|  | 5924 | 39.3321 | 0
|  | 5925 | 31.1691 | 0
|  | 5926 | 29.2331 | 0
|  | 5927 | 27.6741 | 0
|  | 5928 | 26.1153 | 0
|  | 5929 | 25.335 | 0
|  | 5930 | 24.5546 | 0
|  | 5931 | 23.7744 | 0
|  | 5932 | 22.9942 | 0
|  | 5933 | 22.2141 | 0
|  | 5934 | 21.6511 | 0
|  | 5935 | 21.6104 | 0
|  | 5936 | 19.7886 | 0
|  | 5937 | 19.7871 | 0
|  | 5938 | 19.7855 | 0
|  | 5939 | 19.7839 | 0
|  | 5940 | 19.7823 | 0
|  | 5941 | 19.7807 | 0
|  | 5942 | 19.7791 | 0
|  | 5943 | 19.7776 | 0
|  | 5944 | 19.776 | 0
|  | 5945 | 19.7744 | 0
|  | 5946 | 32.9658 | 0
|  | 5947 | 33.744 | 0
|  | 5948 | 39.4273 | 0
|  | 5949 | 31.2643 | 0
|  | 5950 | 29.3282 | 0
|  | 5951 | 27.7693 | 0
|  | 5952 | 26.2105 | 0
|  | 5953 | 25.4301 | 0
|  | 5954 | 24.6498 | 0
|  | 5955 | 23.8695 | 0
|  | 5956 | 23.0893 | 0
|  | 5957 | 22.3092 | 0
|  | 5958 | 21.7462 | 0
|  | 5959 | 21.7055 | 0
|  | 5960 | 19.8837 | 0
|  | 5961 | 19.8821 | 0
|  | 5962 | 19.8805 | 0
|  | 5963 | 19.8789 | 0
|  | 5964 | 19.8774 | 0
|  | 5965 | 19.8758 | 0
|  | 5966 | 19.8742 | 0
|  | 5967 | 19.8726 | 0
|  | 5968 | 19.871 | 0
|  | 5969 | 19.8694 | 0
|  | 5970 | 33.0608 | 0
|  | 5971 | 33.839 | 0
|  | 5972 | 39.5223 | 0
|  | 5973 | 31.3592 | 0
|  | 5974 | 29.4232 | 0
|  | 5975 | 27.8642 | 0
|  | 5976 | 26.3054 | 0
|  | 5977 | 25.525 | 0
|  | 5978 | 24.7447 | 0
|  | 5979 | 23.9644 | 0
|  | 5980 | 23.1842 | 0
|  | 5981 | 22.4041 | 0
|  | 5982 | 21.624 | 0
|  | 5983 | 20.0657 | 0
|  | 5984 | 13.7101 | 0
|  | 5985 | 13.7091 | 0
|  | 5986 | 13.708 | 0
|  | 5987 | 13.7069 | 0
|  | 5988 | 13.7058 | 0
|  | 5989 | 13.7057 | 0
|  | 5990 | 13.7056 | 0
|  | 5991 | 13.7055 | 0
|  | 5992 | 13.7054 | 0
|  | 5993 | 34.0387 | 0
|  | 5994 | 48.2607 | 0
|  | 5995 | 46.1957 | 0
|  | 5996 | 39.4611 | 0
|  | 5997 | 31.2981 | 0
|  | 5998 | 29.362 | 0
|  | 5999 | 27.8031 | 0
|  | 6000 | 26.2443 | 0
|  | 6001 | 25.4639 | 0
|  | 6002 | 24.6836 | 0
|  | 6003 | 23.9033 | 0
|  | 6004 | 23.1231 | 0
|  | 6005 | 22.3429 | 0
|  | 6006 | 21.5629 | 0
|  | 6007 | 20.116 | 0
|  | 6008 | 20.1144 | 0
|  | 6009 | 20.1128 | 0
|  | 6010 | 20.1112 | 0
|  | 6011 | 20.1096 | 0
|  | 6012 | 20.108 | 0
|  | 6013 | 20.1063 | 0
|  | 6014 | 20.1047 | 0
|  | 6015 | 20.1031 | 0
|  | 6016 | 20.1015 | 0
|  | 6017 | 20.0999 | 0
|  | 6018 | 37.6006 | 0
|  | 6019 | 46.1018 | 0
|  | 6020 | 39.3673 | 0
|  | 6021 | 31.2042 | 0
|  | 6022 | 29.2682 | 0
|  | 6023 | 27.7093 | 0
|  | 6024 | 26.1505 | 0
|  | 6025 | 25.3701 | 0
|  | 6026 | 24.5898 | 0
|  | 6027 | 23.8095 | 0
|  | 6028 | 23.0293 | 0
|  | 6029 | 22.2492 | 0
|  | 6030 | 21.4691 | 0
|  | 6031 | 19.9108 | 0
|  | 6032 | 13.5553 | 0
|  | 6033 | 13.5542 | 0
|  | 6034 | 13.5531 | 0
|  | 6035 | 13.552 | 0
|  | 6036 | 13.5509 | 0
|  | 6037 | 13.5509 | 0
|  | 6038 | 13.5508 | 0
|  | 6039 | 13.5507 | 0
|  | 6040 | 13.5507 | 0
|  | 6041 | 33.884 | 0
|  | 6042 | 48.1059 | 0
|  | 6043 | 46.041 | 0
|  | 6044 | 39.3064 | 0
|  | 6045 | 31.1434 | 0
|  | 6046 | 29.2073 | 0
|  | 6047 | 27.6484 | 0
|  | 6048 | 26.0896 | 0
|  | 6049 | 25.3092 | 0
|  | 6050 | 24.5289 | 0
|  | 6051 | 23.7487 | 0
|  | 6052 | 22.9685 | 0
|  | 6053 | 22.1883 | 0
|  | 6054 | 21.4083 | 0
|  | 6055 | 19.85 | 0
|  | 6056 | 19.8484 | 0
|  | 6057 | 19.8468 | 0
|  | 6058 | 19.8452 | 0
|  | 6059 | 19.8436 | 0
|  | 6060 | 19.842 | 0
|  | 6061 | 19.8404 | 0
|  | 6062 | 19.8389 | 0
|  | 6063 | 19.8373 | 0
|  | 6064 | 19.8357 | 0
|  | 6065 | 19.8341 | 0
|  | 6066 | 37.4418 | 0
|  | 6067 | 45.9728 | 0
|  | 6068 | 39.2383 | 0
|  | 6069 | 31.0752 | 0
|  | 6070 | 29.1392 | 0
|  | 6071 | 27.5803 | 0
|  | 6072 | 26.0215 | 0
|  | 6073 | 25.2411 | 0
|  | 6074 | 24.4608 | 0
|  | 6075 | 23.6806 | 0
|  | 6076 | 22.9004 | 0
|  | 6077 | 22.1202 | 0
|  | 6078 | 21.3402 | 0
|  | 6079 | 19.7819 | 0
|  | 6080 | 19.7803 | 0
|  | 6081 | 19.7787 | 0
|  | 6082 | 19.7771 | 0
|  | 6083 | 19.7756 | 0
|  | 6084 | 19.774 | 0
|  | 6085 | 19.7724 | 0
|  | 6086 | 19.7708 | 0
|  | 6087 | 19.7692 | 0
|  | 6088 | 19.7676 | 0
|  | 6089 | 19.7661 | 0
|  | 6090 | 37.3738 | 0
|  | 6091 | 45.9048 | 0
|  | 6092 | 39.1703 | 0
|  | 6093 | 31.0072 | 0
|  | 6094 | 29.0712 | 0
|  | 6095 | 27.5123 | 0
|  | 6096 | 25.9535 | 0
|  | 6097 | 25.1731 | 0
|  | 6098 | 24.3928 | 0
|  | 6099 | 23.6126 | 0
|  | 6100 | 22.8324 | 0
|  | 6101 | 22.0523 | 0
|  | 6102 | 21.4894 | 0
|  | 6103 | 21.4486 | 0
|  | 6104 | 19.6269 | 0
|  | 6105 | 19.6253 | 0
|  | 6106 | 19.6238 | 0
|  | 6107 | 19.6222 | 0
|  | 6108 | 19.6206 | 0
|  | 6109 | 19.6191 | 0
|  | 6110 | 19.6175 | 0
|  | 6111 | 19.6159 | 0
|  | 6112 | 19.6144 | 0
|  | 6113 | 19.6128 | 0
|  | 6114 | 32.8042 | 0
|  | 6115 | 33.5824 | 0
|  | 6116 | 39.2657 | 0
|  | 6117 | 31.1027 | 0
|  | 6118 | 29.1667 | 0
|  | 6119 | 27.6077 | 0
|  | 6120 | 26.049 | 0
|  | 6121 | 25.2686 | 0
|  | 6122 | 24.4883 | 0
|  | 6123 | 23.708 | 0
|  | 6124 | 22.9278 | 0
|  | 6125 | 22.1477 | 0
|  | 6126 | 21.3676 | 0
|  | 6127 | 19.9208 | 0
|  | 6128 | 19.9192 | 0
|  | 6129 | 19.9176 | 0
|  | 6130 | 19.916 | 0
|  | 6131 | 19.9144 | 0
|  | 6132 | 19.9128 | 0
|  | 6133 | 19.9112 | 0
|  | 6134 | 19.9096 | 0
|  | 6135 | 19.908 | 0
|  | 6136 | 19.9064 | 0
|  | 6137 | 19.9049 | 0
|  | 6138 | 37.4056 | 0
|  | 6139 | 45.9068 | 0
|  | 6140 | 39.1723 | 0
|  | 6141 | 31.0092 | 0
|  | 6142 | 29.0732 | 0
|  | 6143 | 27.5143 | 0
|  | 6144 | 25.9555 | 0
|  | 6145 | 25.1751 | 0
|  | 6146 | 24.3948 | 0
|  | 6147 | 23.6146 | 0
|  | 6148 | 22.8344 | 0
|  | 6149 | 22.0543 | 0
|  | 6150 | 21.2742 | 0
|  | 6151 | 19.8274 | 0
|  | 6152 | 19.8258 | 0
|  | 6153 | 19.8242 | 0
|  | 6154 | 19.8226 | 0
|  | 6155 | 19.8211 | 0
|  | 6156 | 19.8195 | 0
|  | 6157 | 19.8179 | 0
|  | 6158 | 19.8163 | 0
|  | 6159 | 19.8147 | 0
|  | 6160 | 19.8131 | 0
|  | 6161 | 19.8115 | 0
|  | 6162 | 37.3123 | 0
|  | 6163 | 45.8135 | 0
|  | 6164 | 39.079 | 0
|  | 6165 | 30.916 | 0
|  | 6166 | 28.9799 | 0
|  | 6167 | 27.421 | 0
|  | 6168 | 25.8623 | 0
|  | 6169 | 25.0819 | 0
|  | 6170 | 24.3016 | 0
|  | 6171 | 23.5214 | 0
|  | 6172 | 22.7412 | 0
|  | 6173 | 21.9611 | 0
|  | 6174 | 21.181 | 0
|  | 6175 | 19.7342 | 0
|  | 6176 | 19.7326 | 0
|  | 6177 | 19.731 | 0
|  | 6178 | 19.7295 | 0
|  | 6179 | 19.7279 | 0
|  | 6180 | 19.7263 | 0
|  | 6181 | 19.7247 | 0
|  | 6182 | 19.7231 | 0
|  | 6183 | 19.7216 | 0
|  | 6184 | 19.72 | 0
|  | 6185 | 19.7184 | 0
|  | 6186 | 37.2191 | 0
|  | 6187 | 45.7204 | 0
|  | 6188 | 38.9859 | 0
|  | 6189 | 30.8229 | 0
|  | 6190 | 28.8869 | 0
|  | 6191 | 27.328 | 0
|  | 6192 | 25.7692 | 0
|  | 6193 | 24.9888 | 0
|  | 6194 | 24.2085 | 0
|  | 6195 | 23.4283 | 0
|  | 6196 | 22.6481 | 0
|  | 6197 | 21.868 | 0
|  | 6198 | 21.088 | 0
|  | 6199 | 19.6412 | 0
|  | 6200 | 19.6396 | 0
|  | 6201 | 19.638 | 0
|  | 6202 | 19.6365 | 0
|  | 6203 | 19.6349 | 0
|  | 6204 | 19.6333 | 0
|  | 6205 | 19.6317 | 0
|  | 6206 | 19.6302 | 0
|  | 6207 | 19.6286 | 0
|  | 6208 | 19.627 | 0
|  | 6209 | 19.6255 | 0
|  | 6210 | 37.1262 | 0
|  | 6211 | 45.6275 | 0
|  | 6212 | 38.8929 | 0
|  | 6213 | 30.7299 | 0
|  | 6214 | 28.7939 | 0
|  | 6215 | 27.235 | 0
|  | 6216 | 25.6763 | 0
|  | 6217 | 24.8959 | 0
|  | 6218 | 24.1157 | 0
|  | 6219 | 23.3354 | 0
|  | 6220 | 22.5553 | 0
|  | 6221 | 21.7752 | 0
|  | 6222 | 20.9951 | 0
|  | 6223 | 19.4369 | 0
|  | 6224 | 13.0814 | 0
|  | 6225 | 13.0814 | 0
|  | 6226 | 13.0813 | 0
|  | 6227 | 13.0813 | 0
|  | 6228 | 13.0813 | 0
|  | 6229 | 13.0812 | 0
|  | 6230 | 21.7245 | 0
|  | 6231 | 35.6996 | 0
|  | 6232 | 41.0099 | 0
|  | 6233 | 48.7169 | 0
|  | 6234 | 47.8072 | 0
|  | 6235 | 45.7422 | 0
|  | 6236 | 39.0077 | 0
|  | 6237 | 30.8447 | 0
|  | 6238 | 28.9087 | 0
|  | 6239 | 27.3498 | 0
|  | 6240 | 25.791 | 0
|  | 6241 | 25.0106 | 0
|  | 6242 | 24.2303 | 0
|  | 6243 | 23.4501 | 0
|  | 6244 | 22.6699 | 0
|  | 6245 | 21.8898 | 0
|  | 6246 | 21.1098 | 0
|  | 6247 | 19.5515 | 0
|  | 6248 | 13.196 | 0
|  | 6249 | 13.196 | 0
|  | 6250 | 13.1959 | 0
|  | 6251 | 13.1959 | 0
|  | 6252 | 13.1959 | 0
|  | 6253 | 13.1958 | 0
|  | 6254 | 21.8391 | 0
|  | 6255 | 35.8142 | 0
|  | 6256 | 41.1245 | 0
|  | 6257 | 48.8315 | 0
|  | 6258 | 47.9217 | 0
|  | 6259 | 45.8568 | 0
|  | 6260 | 39.1222 | 0
|  | 6261 | 30.9592 | 0
|  | 6262 | 29.0232 | 0
|  | 6263 | 27.4643 | 0
|  | 6264 | 25.9055 | 0
|  | 6265 | 25.1251 | 0
|  | 6266 | 24.3448 | 0
|  | 6267 | 23.5646 | 0
|  | 6268 | 22.7844 | 0
|  | 6269 | 22.0043 | 0
|  | 6270 | 21.2242 | 0
|  | 6271 | 19.7774 | 0
|  | 6272 | 19.7758 | 0
|  | 6273 | 19.7742 | 0
|  | 6274 | 19.7726 | 0
|  | 6275 | 19.7711 | 0
|  | 6276 | 19.7695 | 0
|  | 6277 | 19.7679 | 0
|  | 6278 | 19.7663 | 0
|  | 6279 | 19.7647 | 0
|  | 6280 | 19.7632 | 0
|  | 6281 | 19.7616 | 0
|  | 6282 | 37.2623 | 0
|  | 6283 | 45.7636 | 0
|  | 6284 | 39.029 | 0
|  | 6285 | 30.866 | 0
|  | 6286 | 28.93 | 0
|  | 6287 | 27.3711 | 0
|  | 6288 | 25.8123 | 0
|  | 6289 | 25.032 | 0
|  | 6290 | 24.2517 | 0
|  | 6291 | 23.4714 | 0
|  | 6292 | 22.6913 | 0
|  | 6293 | 21.9111 | 0
|  | 6294 | 21.1311 | 0
|  | 6295 | 19.6843 | 0
|  | 6296 | 19.6827 | 0
|  | 6297 | 19.6811 | 0
|  | 6298 | 19.6796 | 0
|  | 6299 | 19.678 | 0
|  | 6300 | 19.6764 | 0
|  | 6301 | 19.6748 | 0
|  | 6302 | 19.6733 | 0
|  | 6303 | 19.6717 | 0
|  | 6304 | 19.6701 | 0
|  | 6305 | 19.6685 | 0
|  | 6306 | 37.1693 | 0
|  | 6307 | 45.6705 | 0
|  | 6308 | 38.936 | 0
|  | 6309 | 30.773 | 0
|  | 6310 | 28.837 | 0
|  | 6311 | 27.2781 | 0
|  | 6312 | 25.7193 | 0
|  | 6313 | 24.939 | 0
|  | 6314 | 24.1587 | 0
|  | 6315 | 23.3785 | 0
|  | 6316 | 22.5983 | 0
|  | 6317 | 21.8182 | 0
|  | 6318 | 21.0382 | 0
|  | 6319 | 19.5913 | 0
|  | 6320 | 19.5898 | 0
|  | 6321 | 19.5882 | 0
|  | 6322 | 19.5866 | 0
|  | 6323 | 19.5851 | 0
|  | 6324 | 19.5835 | 0
|  | 6325 | 19.5819 | 0
|  | 6326 | 19.5804 | 0
|  | 6327 | 19.5788 | 0
|  | 6328 | 19.5772 | 0
|  | 6329 | 19.5757 | 0
|  | 6330 | 37.0764 | 0
|  | 6331 | 45.5777 | 0
|  | 6332 | 38.8432 | 0
|  | 6333 | 30.6802 | 0
|  | 6334 | 28.7442 | 0
|  | 6335 | 27.1853 | 0
|  | 6336 | 25.6265 | 0
|  | 6337 | 24.8462 | 0
|  | 6338 | 24.0659 | 0
|  | 6339 | 23.2857 | 0
|  | 6340 | 22.5055 | 0
|  | 6341 | 21.7254 | 0
|  | 6342 | 20.9454 | 0
|  | 6343 | 19.4986 | 0
|  | 6344 | 19.497 | 0
|  | 6345 | 19.4955 | 0
|  | 6346 | 19.4939 | 0
|  | 6347 | 19.4924 | 0
|  | 6348 | 19.4908 | 0
|  | 6349 | 19.4892 | 0
|  | 6350 | 19.4877 | 0
|  | 6351 | 19.4861 | 0
|  | 6352 | 19.4846 | 0
|  | 6353 | 19.483 | 0
|  | 6354 | 36.9837 | 0
|  | 6355 | 45.485 | 0
|  | 6356 | 38.7505 | 0
|  | 6357 | 30.5875 | 0
|  | 6358 | 28.6515 | 0
|  | 6359 | 27.0927 | 0
|  | 6360 | 25.5339 | 0
|  | 6361 | 24.7536 | 0
|  | 6362 | 23.9733 | 0
|  | 6363 | 23.1931 | 0
|  | 6364 | 22.4129 | 0
|  | 6365 | 21.6328 | 0
|  | 6366 | 20.8528 | 0
|  | 6367 | 19.406 | 0
|  | 6368 | 19.4045 | 0
|  | 6369 | 19.4029 | 0
|  | 6370 | 19.4014 | 0
|  | 6371 | 19.3998 | 0
|  | 6372 | 19.3983 | 0
|  | 6373 | 19.3967 | 0
|  | 6374 | 19.3952 | 0
|  | 6375 | 19.3936 | 0
|  | 6376 | 19.3921 | 0
|  | 6377 | 19.3905 | 0
|  | 6378 | 36.8913 | 0
|  | 6379 | 45.3926 | 0
|  | 6380 | 38.658 | 0
|  | 6381 | 30.4951 | 0
|  | 6382 | 28.5591 | 0
|  | 6383 | 27.0002 | 0
|  | 6384 | 25.4415 | 0
|  | 6385 | 24.6611 | 0
|  | 6386 | 23.8809 | 0
|  | 6387 | 23.1007 | 0
|  | 6388 | 22.3205 | 0
|  | 6389 | 21.5404 | 0
|  | 6390 | 20.7604 | 0
|  | 6391 | 19.2022 | 0
|  | 6392 | 12.8467 | 0
|  | 6393 | 12.8467 | 0
|  | 6394 | 12.8467 | 0
|  | 6395 | 12.8467 | 0
|  | 6396 | 12.8467 | 0
|  | 6397 | 12.8466 | 0
|  | 6398 | 21.4899 | 0
|  | 6399 | 35.4651 | 0
|  | 6400 | 40.7754 | 0
|  | 6401 | 48.4824 | 0
|  | 6402 | 47.5727 | 0
|  | 6403 | 45.5078 | 0
|  | 6404 | 38.7732 | 0
|  | 6405 | 30.6102 | 0
|  | 6406 | 28.6742 | 0
|  | 6407 | 27.1154 | 0
|  | 6408 | 25.5566 | 0
|  | 6409 | 24.7763 | 0
|  | 6410 | 23.996 | 0
|  | 6411 | 23.2158 | 0
|  | 6412 | 22.4356 | 0
|  | 6413 | 21.6555 | 0
|  | 6414 | 20.8755 | 0
|  | 6415 | 19.3173 | 0
|  | 6416 | 12.9618 | 0
|  | 6417 | 12.9618 | 0
|  | 6418 | 12.9618 | 0
|  | 6419 | 12.9617 | 0
|  | 6420 | 12.9617 | 0
|  | 6421 | 12.9617 | 0
|  | 6422 | 21.605 | 0
|  | 6423 | 35.5801 | 0
|  | 6424 | 40.8904 | 0
|  | 6425 | 48.5974 | 0
|  | 6426 | 47.6877 | 0
|  | 6427 | 45.6227 | 0
|  | 6428 | 38.8882 | 0
|  | 6429 | 30.7252 | 0
|  | 6430 | 28.7892 | 0
|  | 6431 | 27.2303 | 0
|  | 6432 | 25.6715 | 0
|  | 6433 | 24.8912 | 0
|  | 6434 | 24.1109 | 0
|  | 6435 | 23.3307 | 0
|  | 6436 | 22.5505 | 0
|  | 6437 | 21.7704 | 0
|  | 6438 | 20.9904 | 0
|  | 6439 | 19.4321 | 0
|  | 6440 | 13.0767 | 0
|  | 6441 | 13.0766 | 0
|  | 6442 | 13.0766 | 0
|  | 6443 | 13.0766 | 0
|  | 6444 | 13.0765 | 0
|  | 6445 | 13.0765 | 0
|  | 6446 | 13.0765 | 0
|  | 6447 | 13.0764 | 0
|  | 6448 | 36.2336 | 0
|  | 6449 | 48.6655 | 0
|  | 6450 | 47.7557 | 0
|  | 6451 | 45.6908 | 0
|  | 6452 | 38.9562 | 0
|  | 6453 | 30.7932 | 0
|  | 6454 | 28.8572 | 0
|  | 6455 | 27.2983 | 0
|  | 6456 | 25.7395 | 0
|  | 6457 | 24.9592 | 0
|  | 6458 | 24.1789 | 0
|  | 6459 | 23.3987 | 0
|  | 6460 | 22.6185 | 0
|  | 6461 | 21.8384 | 0
|  | 6462 | 21.0584 | 0
|  | 6463 | 19.5001 | 0
|  | 6464 | 13.1446 | 0
|  | 6465 | 13.1436 | 0
|  | 6466 | 13.1425 | 0
|  | 6467 | 13.1415 | 0
|  | 6468 | 13.1404 | 0
|  | 6469 | 13.1404 | 0
|  | 6470 | 13.1403 | 0
|  | 6471 | 13.1403 | 0
|  | 6472 | 13.1403 | 0
|  | 6473 | 33.4736 | 0
|  | 6474 | 47.6956 | 0
|  | 6475 | 45.6307 | 0
|  | 6476 | 38.8961 | 0
|  | 6477 | 30.7331 | 0
|  | 6478 | 28.7971 | 0
|  | 6479 | 27.2382 | 0
|  | 6480 | 25.6795 | 0
|  | 6481 | 24.8991 | 0
|  | 6482 | 24.1188 | 0
|  | 6483 | 23.3386 | 0
|  | 6484 | 22.5585 | 0
|  | 6485 | 21.7784 | 0
|  | 6486 | 20.9983 | 0
|  | 6487 | 19.4401 | 0
|  | 6488 | 13.0846 | 0
|  | 6489 | 13.0835 | 0
|  | 6490 | 13.0825 | 0
|  | 6491 | 13.0814 | 0
|  | 6492 | 13.0804 | 0
|  | 6493 | 13.0804 | 0
|  | 6494 | 13.0803 | 0
|  | 6495 | 13.0803 | 0
|  | 6496 | 13.0803 | 0
|  | 6497 | 33.4136 | 0
|  | 6498 | 47.6356 | 0
|  | 6499 | 45.5707 | 0
|  | 6500 | 38.8362 | 0
|  | 6501 | 30.6732 | 0
|  | 6502 | 28.7372 | 0
|  | 6503 | 27.1783 | 0
|  | 6504 | 25.6195 | 0
|  | 6505 | 24.8392 | 0
|  | 6506 | 24.0589 | 0
|  | 6507 | 23.2787 | 0
|  | 6508 | 22.4985 | 0
|  | 6509 | 21.7184 | 0
|  | 6510 | 20.9384 | 0
|  | 6511 | 19.3801 | 0
|  | 6512 | 13.0247 | 0
|  | 6513 | 13.0236 | 0
|  | 6514 | 13.0226 | 0
|  | 6515 | 13.0215 | 0
|  | 6516 | 13.0205 | 0
|  | 6517 | 13.0205 | 0
|  | 6518 | 13.0204 | 0
|  | 6519 | 13.0204 | 0
|  | 6520 | 13.0204 | 0
|  | 6521 | 33.3538 | 0
|  | 6522 | 47.5758 | 0
|  | 6523 | 45.5108 | 0
|  | 6524 | 38.7763 | 0
|  | 6525 | 30.6133 | 0
|  | 6526 | 28.6773 | 0
|  | 6527 | 27.1184 | 0
|  | 6528 | 25.5597 | 0
|  | 6529 | 24.7793 | 0
|  | 6530 | 23.9991 | 0
|  | 6531 | 23.2189 | 0
|  | 6532 | 22.4387 | 0
|  | 6533 | 21.6586 | 0
|  | 6534 | 20.8786 | 0
|  | 6535 | 19.3203 | 0
|  | 6536 | 12.9649 | 0
|  | 6537 | 12.9638 | 0
|  | 6538 | 12.9628 | 0
|  | 6539 | 12.9618 | 0
|  | 6540 | 12.9607 | 0
|  | 6541 | 12.9607 | 0
|  | 6542 | 12.9607 | 0
|  | 6543 | 12.9607 | 0
|  | 6544 | 12.9606 | 0
|  | 6545 | 33.294 | 0
|  | 6546 | 47.516 | 0
|  | 6547 | 45.4511 | 0
|  | 6548 | 38.7166 | 0
|  | 6549 | 30.5536 | 0
|  | 6550 | 28.6176 | 0
|  | 6551 | 27.0587 | 0
|  | 6552 | 25.5 | 0
|  | 6553 | 24.7196 | 0
|  | 6554 | 23.9394 | 0
|  | 6555 | 23.1591 | 0
|  | 6556 | 22.379 | 0
|  | 6557 | 21.5989 | 0
|  | 6558 | 20.8189 | 0
|  | 6559 | 19.2606 | 0
|  | 6560 | 19.2591 | 0
|  | 6561 | 19.2576 | 0
|  | 6562 | 19.256 | 0
|  | 6563 | 19.2545 | 0
|  | 6564 | 19.2529 | 0
|  | 6565 | 19.2514 | 0
|  | 6566 | 19.2499 | 0
|  | 6567 | 19.2483 | 0
|  | 6568 | 19.2468 | 0
|  | 6569 | 19.2452 | 0
|  | 6570 | 36.853 | 0
|  | 6571 | 45.3841 | 0
|  | 6572 | 38.6496 | 0
|  | 6573 | 30.4866 | 0
|  | 6574 | 28.5506 | 0
|  | 6575 | 26.9917 | 0
|  | 6576 | 25.433 | 0
|  | 6577 | 24.6526 | 0
|  | 6578 | 23.8724 | 0
|  | 6579 | 23.0922 | 0
|  | 6580 | 22.312 | 0
|  | 6581 | 21.532 | 0
|  | 6582 | 20.7519 | 0
|  | 6583 | 19.1937 | 0
|  | 6584 | 12.8382 | 0
|  | 6585 | 12.8382 | 0
|  | 6586 | 12.8382 | 0
|  | 6587 | 12.8382 | 0
|  | 6588 | 12.8382 | 0
|  | 6589 | 12.8382 | 0
|  | 6590 | 21.4815 | 0
|  | 6591 | 35.4566 | 0
|  | 6592 | 40.7669 | 0
|  | 6593 | 48.474 | 0
|  | 6594 | 47.5642 | 0
|  | 6595 | 45.4993 | 0
|  | 6596 | 38.7648 | 0
|  | 6597 | 30.6018 | 0
|  | 6598 | 28.6658 | 0
|  | 6599 | 27.1069 | 0
|  | 6600 | 25.5481 | 0
|  | 6601 | 24.7678 | 0
|  | 6602 | 23.9875 | 0
|  | 6603 | 23.2073 | 0
|  | 6604 | 22.4272 | 0
|  | 6605 | 21.6471 | 0
|  | 6606 | 20.8671 | 0
|  | 6607 | 19.3088 | 0
|  | 6608 | 12.9533 | 0
|  | 6609 | 12.9523 | 0
|  | 6610 | 12.9513 | 0
|  | 6611 | 12.9502 | 0
|  | 6612 | 12.9492 | 0
|  | 6613 | 12.9492 | 0
|  | 6614 | 12.9491 | 0
|  | 6615 | 12.9491 | 0
|  | 6616 | 12.9491 | 0
|  | 6617 | 33.2825 | 0
|  | 6618 | 47.5045 | 0
|  | 6619 | 45.4396 | 0
|  | 6620 | 38.705 | 0
|  | 6621 | 30.5421 | 0
|  | 6622 | 28.6061 | 0
|  | 6623 | 27.0472 | 0
|  | 6624 | 25.4884 | 0
|  | 6625 | 24.7081 | 0
|  | 6626 | 23.9278 | 0
|  | 6627 | 23.1476 | 0
|  | 6628 | 22.3675 | 0
|  | 6629 | 21.5874 | 0
|  | 6630 | 20.8074 | 0
|  | 6631 | 19.2491 | 0
|  | 6632 | 12.8937 | 0
|  | 6633 | 12.8926 | 0
|  | 6634 | 12.8916 | 0
|  | 6635 | 12.8906 | 0
|  | 6636 | 12.8896 | 0
|  | 6637 | 12.8895 | 0
|  | 6638 | 12.8895 | 0
|  | 6639 | 12.8895 | 0
|  | 6640 | 12.8895 | 0
|  | 6641 | 33.2229 | 0
|  | 6642 | 47.4449 | 0
|  | 6643 | 45.3799 | 0
|  | 6644 | 38.6454 | 0
|  | 6645 | 30.4825 | 0
|  | 6646 | 28.5465 | 0
|  | 6647 | 26.9876 | 0
|  | 6648 | 25.4289 | 0
|  | 6649 | 24.6485 | 0
|  | 6650 | 23.8683 | 0
|  | 6651 | 23.0881 | 0
|  | 6652 | 22.3079 | 0
|  | 6653 | 21.5278 | 0
|  | 6654 | 20.7478 | 0
|  | 6655 | 19.1896 | 0
|  | 6656 | 12.8341 | 0
|  | 6657 | 12.8331 | 0
|  | 6658 | 12.8321 | 0
|  | 6659 | 12.831 | 0
|  | 6660 | 12.83 | 0
|  | 6661 | 12.83 | 0
|  | 6662 | 12.83 | 0
|  | 6663 | 12.83 | 0
|  | 6664 | 12.83 | 0
|  | 6665 | 33.1634 | 0
|  | 6666 | 47.3854 | 0
|  | 6667 | 45.3204 | 0
|  | 6668 | 38.5859 | 0
|  | 6669 | 30.423 | 0
|  | 6670 | 28.487 | 0
|  | 6671 | 26.9281 | 0
|  | 6672 | 25.3694 | 0
|  | 6673 | 24.5891 | 0
|  | 6674 | 23.8088 | 0
|  | 6675 | 23.0286 | 0
|  | 6676 | 22.2485 | 0
|  | 6677 | 21.4684 | 0
|  | 6678 | 20.6884 | 0
|  | 6679 | 19.1301 | 0
|  | 6680 | 12.7747 | 0
|  | 6681 | 12.7737 | 0
|  | 6682 | 12.7727 | 0
|  | 6683 | 12.7716 | 0
|  | 6684 | 12.7706 | 0
|  | 6685 | 12.7706 | 0
|  | 6686 | 12.7706 | 0
|  | 6687 | 12.7706 | 0
|  | 6688 | 12.7706 | 0
|  | 6689 | 33.104 | 0
|  | 6690 | 47.326 | 0
|  | 6691 | 45.2611 | 0
|  | 6692 | 38.5266 | 0
|  | 6693 | 30.3636 | 0
|  | 6694 | 28.4276 | 0
|  | 6695 | 26.8688 | 0
|  | 6696 | 25.31 | 0
|  | 6697 | 24.5297 | 0
|  | 6698 | 23.7495 | 0
|  | 6699 | 22.9693 | 0
|  | 6700 | 22.1891 | 0
|  | 6701 | 21.4091 | 0
|  | 6702 | 20.6291 | 0
|  | 6703 | 19.0708 | 0
|  | 6704 | 12.7154 | 0
|  | 6705 | 12.7144 | 0
|  | 6706 | 12.7133 | 0
|  | 6707 | 12.7123 | 0
|  | 6708 | 12.7113 | 0
|  | 6709 | 12.7113 | 0
|  | 6710 | 12.7113 | 0
|  | 6711 | 12.7113 | 0
|  | 6712 | 12.7113 | 0
|  | 6713 | 33.0447 | 0
|  | 6714 | 47.2667 | 0
|  | 6715 | 45.2018 | 0
|  | 6716 | 38.4673 | 0
|  | 6717 | 30.3043 | 0
|  | 6718 | 28.3684 | 0
|  | 6719 | 26.8095 | 0
|  | 6720 | 25.2508 | 0
|  | 6721 | 24.4705 | 0
|  | 6722 | 23.6902 | 0
|  | 6723 | 22.91 | 0
|  | 6724 | 22.1299 | 0
|  | 6725 | 21.3498 | 0
|  | 6726 | 20.5698 | 0
|  | 6727 | 19.0116 | 0
|  | 6728 | 12.6562 | 0
|  | 6729 | 12.6562 | 0
|  | 6730 | 12.6562 | 0
|  | 6731 | 12.6562 | 0
|  | 6732 | 12.6562 | 0
|  | 6733 | 12.6562 | 0
|  | 6734 | 21.2995 | 0
|  | 6735 | 35.2746 | 0
|  | 6736 | 40.585 | 0
|  | 6737 | 48.292 | 0
|  | 6738 | 47.3823 | 0
|  | 6739 | 45.3174 | 0
|  | 6740 | 38.5829 | 0
|  | 6741 | 30.4199 | 0
|  | 6742 | 28.4839 | 0
|  | 6743 | 26.925 | 0
|  | 6744 | 25.3663 | 0
|  | 6745 | 24.586 | 0
|  | 6746 | 23.8057 | 0
|  | 6747 | 23.0255 | 0
|  | 6748 | 22.2454 | 0
|  | 6749 | 21.4653 | 0
|  | 6750 | 20.6853 | 0
|  | 6751 | 19.1271 | 0
|  | 6752 | 12.7716 | 0
|  | 6753 | 12.7716 | 0
|  | 6754 | 12.7716 | 0
|  | 6755 | 12.7716 | 0
|  | 6756 | 12.7716 | 0
|  | 6757 | 12.7716 | 0
|  | 6758 | 21.4149 | 0
|  | 6759 | 35.39 | 0
|  | 6760 | 40.7003 | 0
|  | 6761 | 48.4074 | 0
|  | 6762 | 47.4976 | 0
|  | 6763 | 45.4327 | 0
|  | 6764 | 38.6982 | 0
|  | 6765 | 30.5352 | 0
|  | 6766 | 28.5992 | 0
|  | 6767 | 27.0403 | 0
|  | 6768 | 25.4816 | 0
|  | 6769 | 24.7013 | 0
|  | 6770 | 23.921 | 0
|  | 6771 | 23.1408 | 0
|  | 6772 | 22.3606 | 0
|  | 6773 | 21.5806 | 0
|  | 6774 | 20.8005 | 0
|  | 6775 | 19.2423 | 0
|  | 6776 | 12.8868 | 0
|  | 6777 | 12.8868 | 0
|  | 6778 | 12.8868 | 0
|  | 6779 | 12.8868 | 0
|  | 6780 | 12.8868 | 0
|  | 6781 | 12.8867 | 0
|  | 6782 | 12.8867 | 0
|  | 6783 | 12.8867 | 0
|  | 6784 | 36.0439 | 0
|  | 6785 | 48.4758 | 0
|  | 6786 | 47.566 | 0
|  | 6787 | 45.5011 | 0
|  | 6788 | 38.7666 | 0
|  | 6789 | 30.6036 | 0
|  | 6790 | 28.6676 | 0
|  | 6791 | 27.1087 | 0
|  | 6792 | 25.55 | 0
|  | 6793 | 24.7696 | 0
|  | 6794 | 23.9893 | 0
|  | 6795 | 23.2091 | 0
|  | 6796 | 22.429 | 0
|  | 6797 | 21.6489 | 0
|  | 6798 | 20.8689 | 0
|  | 6799 | 19.3106 | 0
|  | 6800 | 12.9552 | 0
|  | 6801 | 12.9551 | 0
|  | 6802 | 12.9551 | 0
|  | 6803 | 12.9551 | 0
|  | 6804 | 12.9551 | 0
|  | 6805 | 12.955 | 0
|  | 6806 | 12.955 | 0
|  | 6807 | 12.955 | 0
|  | 6808 | 36.1122 | 0
|  | 6809 | 48.544 | 0
|  | 6810 | 47.6343 | 0
|  | 6811 | 45.5694 | 0
|  | 6812 | 38.8348 | 0
|  | 6813 | 30.6718 | 0
|  | 6814 | 28.7358 | 0
|  | 6815 | 27.177 | 0
|  | 6816 | 25.6182 | 0
|  | 6817 | 24.8378 | 0
|  | 6818 | 24.0576 | 0
|  | 6819 | 23.2774 | 0
|  | 6820 | 22.4972 | 0
|  | 6821 | 21.7171 | 0
|  | 6822 | 20.9371 | 0
|  | 6823 | 19.3788 | 0
|  | 6824 | 13.0233 | 0
|  | 6825 | 13.0223 | 0
|  | 6826 | 13.0213 | 0
|  | 6827 | 13.0202 | 0
|  | 6828 | 13.0192 | 0
|  | 6829 | 13.0191 | 0
|  | 6830 | 13.0191 | 0
|  | 6831 | 13.0191 | 0
|  | 6832 | 13.0191 | 0
|  | 6833 | 33.3524 | 0
|  | 6834 | 47.5744 | 0
|  | 6835 | 45.5095 | 0
|  | 6836 | 38.775 | 0
|  | 6837 | 30.612 | 0
|  | 6838 | 28.676 | 0
|  | 6839 | 27.1171 | 0
|  | 6840 | 25.5584 | 0
|  | 6841 | 24.778 | 0
|  | 6842 | 23.9977 | 0
|  | 6843 | 23.2175 | 0
|  | 6844 | 22.4374 | 0
|  | 6845 | 21.6573 | 0
|  | 6846 | 20.8773 | 0
|  | 6847 | 19.319 | 0
|  | 6848 | 12.9635 | 0
|  | 6849 | 12.9625 | 0
|  | 6850 | 12.9615 | 0
|  | 6851 | 12.9604 | 0
|  | 6852 | 12.9594 | 0
|  | 6853 | 12.9594 | 0
|  | 6854 | 12.9594 | 0
|  | 6855 | 12.9593 | 0
|  | 6856 | 12.9593 | 0
|  | 6857 | 33.2927 | 0
|  | 6858 | 47.5147 | 0
|  | 6859 | 45.4498 | 0
|  | 6860 | 38.7152 | 0
|  | 6861 | 30.5523 | 0
|  | 6862 | 28.6163 | 0
|  | 6863 | 27.0574 | 0
|  | 6864 | 25.4986 | 0
|  | 6865 | 24.7183 | 0
|  | 6866 | 23.938 | 0
|  | 6867 | 23.1578 | 0
|  | 6868 | 22.3777 | 0
|  | 6869 | 21.5976 | 0
|  | 6870 | 20.8176 | 0
|  | 6871 | 19.2593 | 0
|  | 6872 | 12.9039 | 0
|  | 6873 | 12.9038 | 0
|  | 6874 | 12.9038 | 0
|  | 6875 | 12.9038 | 0
|  | 6876 | 12.9038 | 0
|  | 6877 | 12.9038 | 0
|  | 6878 | 12.9037 | 0
|  | 6879 | 12.9037 | 0
|  | 6880 | 36.0609 | 0
|  | 6881 | 48.4928 | 0
|  | 6882 | 47.583 | 0
|  | 6883 | 45.5181 | 0
|  | 6884 | 38.7836 | 0
|  | 6885 | 30.6206 | 0
|  | 6886 | 28.6846 | 0
|  | 6887 | 27.1257 | 0
|  | 6888 | 25.567 | 0
|  | 6889 | 24.7866 | 0
|  | 6890 | 24.0063 | 0
|  | 6891 | 23.2261 | 0
|  | 6892 | 22.446 | 0
|  | 6893 | 21.6659 | 0
|  | 6894 | 20.8859 | 0
|  | 6895 | 19.3276 | 0
|  | 6896 | 12.9721 | 0
|  | 6897 | 12.9721 | 0
|  | 6898 | 12.9721 | 0
|  | 6899 | 12.9721 | 0
|  | 6900 | 12.972 | 0
|  | 6901 | 12.972 | 0
|  | 6902 | 21.6153 | 0
|  | 6903 | 35.5904 | 0
|  | 6904 | 40.9007 | 0
|  | 6905 | 48.6078 | 0
|  | 6906 | 47.698 | 0
|  | 6907 | 45.6331 | 0
|  | 6908 | 38.8985 | 0
|  | 6909 | 30.7355 | 0
|  | 6910 | 28.7995 | 0
|  | 6911 | 27.2406 | 0
|  | 6912 | 25.6819 | 0
|  | 6913 | 24.9015 | 0
|  | 6914 | 24.1212 | 0
|  | 6915 | 23.341 | 0
|  | 6916 | 22.5609 | 0
|  | 6917 | 21.7808 | 0
|  | 6918 | 21.0007 | 0
|  | 6919 | 19.4425 | 0
|  | 6920 | 13.087 | 0
|  | 6921 | 13.087 | 0
|  | 6922 | 13.0869 | 0
|  | 6923 | 13.0869 | 0
|  | 6924 | 13.0869 | 0
|  | 6925 | 13.0868 | 0
|  | 6926 | 21.7301 | 0
|  | 6927 | 35.7052 | 0
|  | 6928 | 41.0155 | 0
|  | 6929 | 48.7225 | 0
|  | 6930 | 47.8128 | 0
|  | 6931 | 45.7478 | 0
|  | 6932 | 39.0133 | 0
|  | 6933 | 30.8503 | 0
|  | 6934 | 28.9142 | 0
|  | 6935 | 27.3553 | 0
|  | 6936 | 25.7966 | 0
|  | 6937 | 25.0162 | 0
|  | 6938 | 24.2359 | 0
|  | 6939 | 23.4557 | 0
|  | 6940 | 22.6755 | 0
|  | 6941 | 21.8954 | 0
|  | 6942 | 21.1154 | 0
|  | 6943 | 19.5571 | 0
|  | 6944 | 13.2016 | 0
|  | 6945 | 13.2006 | 0
|  | 6946 | 13.1995 | 0
|  | 6947 | 13.1984 | 0
|  | 6948 | 13.1974 | 0
|  | 6949 | 13.1973 | 0
|  | 6950 | 13.1973 | 0
|  | 6951 | 13.1973 | 0
|  | 6952 | 13.1972 | 0
|  | 6953 | 33.5306 | 0
|  | 6954 | 47.7526 | 0
|  | 6955 | 45.6876 | 0
|  | 6956 | 38.9531 | 0
|  | 6957 | 30.7901 | 0
|  | 6958 | 28.8541 | 0
|  | 6959 | 27.2952 | 0
|  | 6960 | 25.7364 | 0
|  | 6961 | 24.956 | 0
|  | 6962 | 24.1758 | 0
|  | 6963 | 23.3955 | 0
|  | 6964 | 22.6154 | 0
|  | 6965 | 21.8353 | 0
|  | 6966 | 21.0552 | 0
|  | 6967 | 19.4969 | 0
|  | 6968 | 13.1415 | 0
|  | 6969 | 13.1404 | 0
|  | 6970 | 13.1394 | 0
|  | 6971 | 13.1383 | 0
|  | 6972 | 13.1373 | 0
|  | 6973 | 13.1372 | 0
|  | 6974 | 13.1372 | 0
|  | 6975 | 13.1372 | 0
|  | 6976 | 13.1371 | 0
|  | 6977 | 33.4705 | 0
|  | 6978 | 47.6925 | 0
|  | 6979 | 45.6275 | 0
|  | 6980 | 38.893 | 0
|  | 6981 | 30.73 | 0
|  | 6982 | 28.794 | 0
|  | 6983 | 27.2351 | 0
|  | 6984 | 25.6763 | 0
|  | 6985 | 24.896 | 0
|  | 6986 | 24.1157 | 0
|  | 6987 | 23.3355 | 0
|  | 6988 | 22.5553 | 0
|  | 6989 | 21.7752 | 0
|  | 6990 | 20.9952 | 0
|  | 6991 | 19.4369 | 0
|  | 6992 | 13.0814 | 0
|  | 6993 | 13.0804 | 0
|  | 6994 | 13.0794 | 0
|  | 6995 | 13.0783 | 0
|  | 6996 | 13.0773 | 0
|  | 6997 | 13.0772 | 0
|  | 6998 | 13.0772 | 0
|  | 6999 | 13.0772 | 0
|  | 7000 | 13.0771 | 0
|  | 7001 | 33.4105 | 0
|  | 7002 | 47.6325 | 0
|  | 7003 | 45.5676 | 0
|  | 7004 | 38.833 | 0
|  | 7005 | 30.67 | 0
|  | 7006 | 28.734 | 0
|  | 7007 | 27.1751 | 0
|  | 7008 | 25.6164 | 0
|  | 7009 | 24.836 | 0
|  | 7010 | 24.0558 | 0
|  | 7011 | 23.2755 | 0
|  | 7012 | 22.4954 | 0
|  | 7013 | 21.7153 | 0
|  | 7014 | 20.9353 | 0
|  | 7015 | 19.377 | 0
|  | 7016 | 13.0215 | 0
|  | 7017 | 13.0215 | 0
|  | 7018 | 13.0215 | 0
|  | 7019 | 13.0215 | 0
|  | 7020 | 13.0214 | 0
|  | 7021 | 13.0214 | 0
|  | 7022 | 13.0214 | 0
|  | 7023 | 13.0213 | 0
|  | 7024 | 36.1785 | 0
|  | 7025 | 48.6104 | 0
|  | 7026 | 47.7006 | 0
|  | 7027 | 45.6357 | 0
|  | 7028 | 38.9012 | 0
|  | 7029 | 30.7381 | 0
|  | 7030 | 28.8021 | 0
|  | 7031 | 27.2433 | 0
|  | 7032 | 25.6845 | 0
|  | 7033 | 24.9041 | 0
|  | 7034 | 24.1239 | 0
|  | 7035 | 23.3436 | 0
|  | 7036 | 22.5635 | 0
|  | 7037 | 21.7834 | 0
|  | 7038 | 21.0033 | 0
|  | 7039 | 19.4451 | 0
|  | 7040 | 13.0896 | 0
|  | 7041 | 13.0896 | 0
|  | 7042 | 13.0895 | 0
|  | 7043 | 13.0895 | 0
|  | 7044 | 13.0895 | 0
|  | 7045 | 13.0894 | 0
|  | 7046 | 13.0894 | 0
|  | 7047 | 13.0894 | 0
|  | 7048 | 36.2465 | 0
|  | 7049 | 48.6784 | 0
|  | 7050 | 47.7686 | 0
|  | 7051 | 45.7037 | 0
|  | 7052 | 38.9691 | 0
|  | 7053 | 30.8061 | 0
|  | 7054 | 28.8701 | 0
|  | 7055 | 27.3112 | 0
|  | 7056 | 25.7525 | 0
|  | 7057 | 24.9721 | 0
|  | 7058 | 24.1918 | 0
|  | 7059 | 23.4116 | 0
|  | 7060 | 22.6314 | 0
|  | 7061 | 21.8513 | 0
|  | 7062 | 21.0713 | 0
|  | 7063 | 19.513 | 0
|  | 7064 | 13.1575 | 0
|  | 7065 | 13.1575 | 0
|  | 7066 | 13.1574 | 0
|  | 7067 | 13.1574 | 0
|  | 7068 | 13.1574 | 0
|  | 7069 | 13.1573 | 0
|  | 7070 | 21.8006 | 0
|  | 7071 | 35.7757 | 0
|  | 7072 | 41.086 | 0
|  | 7073 | 48.793 | 0
|  | 7074 | 47.8832 | 0
|  | 7075 | 45.8183 | 0
|  | 7076 | 39.0837 | 0
|  | 7077 | 30.9207 | 0
|  | 7078 | 28.9847 | 0
|  | 7079 | 27.4258 | 0
|  | 7080 | 25.867 | 0
|  | 7081 | 25.0867 | 0
|  | 7082 | 24.3064 | 0
|  | 7083 | 23.5261 | 0
|  | 7084 | 22.7459 | 0
|  | 7085 | 21.9658 | 0
|  | 7086 | 21.1858 | 0
|  | 7087 | 19.6275 | 0
|  | 7088 | 13.272 | 0
|  | 7089 | 13.272 | 0
|  | 7090 | 13.2719 | 0
|  | 7091 | 13.2719 | 0
|  | 7092 | 13.2718 | 0
|  | 7093 | 13.2718 | 0
|  | 7094 | 21.915 | 0
|  | 7095 | 35.8901 | 0
|  | 7096 | 41.2004 | 0
|  | 7097 | 48.9074 | 0
|  | 7098 | 47.9976 | 0
|  | 7099 | 45.9327 | 0
|  | 7100 | 39.1981 | 0
|  | 7101 | 31.0351 | 0
|  | 7102 | 29.0991 | 0
|  | 7103 | 27.5401 | 0
|  | 7104 | 25.9814 | 0
|  | 7105 | 25.201 | 0
|  | 7106 | 24.4207 | 0
|  | 7107 | 23.6404 | 0
|  | 7108 | 22.8602 | 0
|  | 7109 | 22.0801 | 0
|  | 7110 | 21.3001 | 0
|  | 7111 | 19.7418 | 0
|  | 7112 | 13.3863 | 0
|  | 7113 | 13.3862 | 0
|  | 7114 | 13.3862 | 0
|  | 7115 | 13.3861 | 0
|  | 7116 | 13.386 | 0
|  | 7117 | 13.386 | 0
|  | 7118 | 13.3859 | 0
|  | 7119 | 13.3859 | 0
|  | 7120 | 36.543 | 0
|  | 7121 | 48.9748 | 0
|  | 7122 | 48.0651 | 0
|  | 7123 | 46.0001 | 0
|  | 7124 | 39.2655 | 0
|  | 7125 | 31.1025 | 0
|  | 7126 | 29.1665 | 0
|  | 7127 | 27.6076 | 0
|  | 7128 | 26.0488 | 0
|  | 7129 | 25.2684 | 0
|  | 7130 | 24.4881 | 0
|  | 7131 | 23.7078 | 0
|  | 7132 | 22.9276 | 0
|  | 7133 | 22.1475 | 0
|  | 7134 | 21.3674 | 0
|  | 7135 | 19.8091 | 0
|  | 7136 | 13.4536 | 0
|  | 7137 | 13.4526 | 0
|  | 7138 | 13.4515 | 0
|  | 7139 | 13.4504 | 0
|  | 7140 | 13.4493 | 0
|  | 7141 | 13.4493 | 0
|  | 7142 | 13.4492 | 0
|  | 7143 | 13.4491 | 0
|  | 7144 | 13.4491 | 0
|  | 7145 | 33.7824 | 0
|  | 7146 | 48.0044 | 0
|  | 7147 | 45.9394 | 0
|  | 7148 | 39.2049 | 0
|  | 7149 | 31.0418 | 0
|  | 7150 | 29.1058 | 0
|  | 7151 | 27.5469 | 0
|  | 7152 | 25.9881 | 0
|  | 7153 | 25.2077 | 0
|  | 7154 | 24.4274 | 0
|  | 7155 | 23.6472 | 0
|  | 7156 | 22.867 | 0
|  | 7157 | 22.0869 | 0
|  | 7158 | 21.3068 | 0
|  | 7159 | 19.7485 | 0
|  | 7160 | 13.393 | 0
|  | 7161 | 13.393 | 0
|  | 7162 | 13.3929 | 0
|  | 7163 | 13.3928 | 0
|  | 7164 | 13.3928 | 0
|  | 7165 | 13.3927 | 0
|  | 7166 | 13.3927 | 0
|  | 7167 | 13.3926 | 0
|  | 7168 | 36.5498 | 0
|  | 7169 | 48.9816 | 0
|  | 7170 | 48.0718 | 0
|  | 7171 | 46.0068 | 0
|  | 7172 | 39.2723 | 0
|  | 7173 | 31.1092 | 0
|  | 7174 | 29.1732 | 0
|  | 7175 | 27.6143 | 0
|  | 7176 | 26.0555 | 0
|  | 7177 | 25.2751 | 0
|  | 7178 | 24.4948 | 0
|  | 7179 | 23.7145 | 0
|  | 7180 | 22.9344 | 0
|  | 7181 | 22.1542 | 0
|  | 7182 | 21.3742 | 0
|  | 7183 | 19.8159 | 0
|  | 7184 | 13.4604 | 0
|  | 7185 | 13.4603 | 0
|  | 7186 | 13.4602 | 0
|  | 7187 | 13.4602 | 0
|  | 7188 | 13.4601 | 0
|  | 7189 | 13.46 | 0
|  | 7190 | 13.46 | 0
|  | 7191 | 13.4599 | 0
|  | 7192 | 36.6171 | 0
|  | 7193 | 49.0489 | 0
|  | 7194 | 48.1391 | 0
|  | 7195 | 46.0741 | 0
|  | 7196 | 39.3395 | 0
|  | 7197 | 31.1765 | 0
|  | 7198 | 29.2405 | 0
|  | 7199 | 27.6815 | 0
|  | 7200 | 26.1227 | 0
|  | 7201 | 25.3424 | 0
|  | 7202 | 24.562 | 0
|  | 7203 | 23.7818 | 0
|  | 7204 | 23.0016 | 0
|  | 7205 | 22.2215 | 0
|  | 7206 | 21.4414 | 0
|  | 7207 | 19.8831 | 0
|  | 7208 | 13.5276 | 0
|  | 7209 | 13.5265 | 0
|  | 7210 | 13.5254 | 0
|  | 7211 | 13.5243 | 0
|  | 7212 | 13.5232 | 0
|  | 7213 | 13.5232 | 0
|  | 7214 | 13.5231 | 0
|  | 7215 | 13.523 | 0
|  | 7216 | 13.523 | 0
|  | 7217 | 33.8563 | 0
|  | 7218 | 48.0783 | 0
|  | 7219 | 46.0133 | 0
|  | 7220 | 39.2787 | 0
|  | 7221 | 31.1157 | 0
|  | 7222 | 29.1797 | 0
|  | 7223 | 27.6207 | 0
|  | 7224 | 26.0619 | 0
|  | 7225 | 25.2816 | 0
|  | 7226 | 24.5012 | 0
|  | 7227 | 23.721 | 0
|  | 7228 | 22.9408 | 0
|  | 7229 | 22.1607 | 0
|  | 7230 | 21.3806 | 0
|  | 7231 | 19.8223 | 0
|  | 7232 | 13.4668 | 0
|  | 7233 | 13.4667 | 0
|  | 7234 | 13.4667 | 0
|  | 7235 | 13.4666 | 0
|  | 7236 | 13.4666 | 0
|  | 7237 | 13.4665 | 0
|  | 7238 | 22.1097 | 0
|  | 7239 | 36.0848 | 0
|  | 7240 | 41.3951 | 0
|  | 7241 | 49.1021 | 0
|  | 7242 | 48.1923 | 0
|  | 7243 | 46.1273 | 0
|  | 7244 | 39.3927 | 0
|  | 7245 | 31.2297 | 0
|  | 7246 | 29.2936 | 0
|  | 7247 | 27.7347 | 0
|  | 7248 | 26.1759 | 0
|  | 7249 | 25.3955 | 0
|  | 7250 | 24.6152 | 0
|  | 7251 | 23.8349 | 0
|  | 7252 | 23.0547 | 0
|  | 7253 | 22.2746 | 0
|  | 7254 | 21.4945 | 0
|  | 7255 | 19.9362 | 0
|  | 7256 | 13.5807 | 0
|  | 7257 | 13.5806 | 0
|  | 7258 | 13.5806 | 0
|  | 7259 | 13.5805 | 0
|  | 7260 | 13.5804 | 0
|  | 7261 | 13.5803 | 0
|  | 7262 | 22.2236 | 0
|  | 7263 | 36.1987 | 0
|  | 7264 | 41.5089 | 0
|  | 7265 | 49.2159 | 0
|  | 7266 | 48.3061 | 0
|  | 7267 | 46.2411 | 0
|  | 7268 | 39.5065 | 0
|  | 7269 | 31.3435 | 0
|  | 7270 | 29.4074 | 0
|  | 7271 | 27.8485 | 0
|  | 7272 | 26.2897 | 0
|  | 7273 | 25.5093 | 0
|  | 7274 | 24.7289 | 0
|  | 7275 | 23.9487 | 0
|  | 7276 | 23.1684 | 0
|  | 7277 | 22.3883 | 0
|  | 7278 | 21.6082 | 0
|  | 7279 | 20.0499 | 0
|  | 7280 | 13.6944 | 0
|  | 7281 | 13.6943 | 0
|  | 7282 | 13.6942 | 0
|  | 7283 | 13.6941 | 0
|  | 7284 | 13.694 | 0
|  | 7285 | 13.694 | 0
|  | 7286 | 13.6939 | 0
|  | 7287 | 13.6938 | 0
|  | 7288 | 36.8509 | 0
|  | 7289 | 49.2827 | 0
|  | 7290 | 48.3729 | 0
|  | 7291 | 46.3079 | 0
|  | 7292 | 39.5733 | 0
|  | 7293 | 31.4103 | 0
|  | 7294 | 29.4742 | 0
|  | 7295 | 27.9153 | 0
|  | 7296 | 26.3565 | 0
|  | 7297 | 25.5761 | 0
|  | 7298 | 24.7957 | 0
|  | 7299 | 24.0154 | 0
|  | 7300 | 23.2352 | 0
|  | 7301 | 22.4551 | 0
|  | 7302 | 21.675 | 0
|  | 7303 | 20.1167 | 0
|  | 7304 | 13.7611 | 0
|  | 7305 | 13.7611 | 0
|  | 7306 | 13.761 | 0
|  | 7307 | 13.7609 | 0
|  | 7308 | 13.7608 | 0
|  | 7309 | 13.7607 | 0
|  | 7310 | 13.7606 | 0
|  | 7311 | 13.7605 | 0
|  | 7312 | 36.9177 | 0
|  | 7313 | 49.3494 | 0
|  | 7314 | 48.4396 | 0
|  | 7315 | 46.3746 | 0
|  | 7316 | 39.64 | 0
|  | 7317 | 31.477 | 0
|  | 7318 | 29.5409 | 0
|  | 7319 | 27.982 | 0
|  | 7320 | 26.4231 | 0
|  | 7321 | 25.6427 | 0
|  | 7322 | 24.8624 | 0
|  | 7323 | 24.0821 | 0
|  | 7324 | 23.3019 | 0
|  | 7325 | 22.5217 | 0
|  | 7326 | 21.7416 | 0
|  | 7327 | 20.1833 | 0
|  | 7328 | 13.8278 | 0
|  | 7329 | 13.8277 | 0
|  | 7330 | 13.8276 | 0
|  | 7331 | 13.8275 | 0
|  | 7332 | 13.8274 | 0
|  | 7333 | 13.8273 | 0
|  | 7334 | 13.8272 | 0
|  | 7335 | 13.8271 | 0
|  | 7336 | 36.9842 | 0
|  | 7337 | 49.416 | 0
|  | 7338 | 48.5062 | 0
|  | 7339 | 46.4412 | 0
|  | 7340 | 39.7066 | 0
|  | 7341 | 31.5436 | 0
|  | 7342 | 29.6075 | 0
|  | 7343 | 28.0485 | 0
|  | 7344 | 26.4897 | 0
|  | 7345 | 25.7093 | 0
|  | 7346 | 24.9289 | 0
|  | 7347 | 24.1487 | 0
|  | 7348 | 23.3684 | 0
|  | 7349 | 22.5883 | 0
|  | 7350 | 21.8082 | 0
|  | 7351 | 20.2498 | 0
|  | 7352 | 13.8943 | 0
|  | 7353 | 13.8942 | 0
|  | 7354 | 13.8941 | 0
|  | 7355 | 13.894 | 0
|  | 7356 | 13.8939 | 0
|  | 7357 | 13.8938 | 0
|  | 7358 | 13.8937 | 0
|  | 7359 | 13.8936 | 0
|  | 7360 | 37.0507 | 0
|  | 7361 | 49.4825 | 0
|  | 7362 | 48.5727 | 0
|  | 7363 | 46.5077 | 0
|  | 7364 | 39.7731 | 0
|  | 7365 | 31.61 | 0
|  | 7366 | 29.6739 | 0
|  | 7367 | 28.115 | 0
|  | 7368 | 26.5561 | 0
|  | 7369 | 25.7757 | 0
|  | 7370 | 24.9954 | 0
|  | 7371 | 24.2151 | 0
|  | 7372 | 23.4348 | 0
|  | 7373 | 22.6547 | 0
|  | 7374 | 21.8746 | 0
|  | 7375 | 20.3162 | 0
|  | 7376 | 13.9607 | 0
|  | 7377 | 13.9606 | 0
|  | 7378 | 13.9605 | 0
|  | 7379 | 13.9604 | 0
|  | 7380 | 13.9603 | 0
|  | 7381 | 13.9602 | 0
|  | 7382 | 13.9601 | 0
|  | 7383 | 13.96 | 0
|  | 7384 | 37.1171 | 0
|  | 7385 | 49.5488 | 0
|  | 7386 | 48.639 | 0
|  | 7387 | 46.574 | 0
|  | 7388 | 39.8394 | 0
|  | 7389 | 31.6763 | 0
|  | 7390 | 29.7402 | 0
|  | 7391 | 28.1813 | 0
|  | 7392 | 26.6224 | 0
|  | 7393 | 25.842 | 0
|  | 7394 | 25.0616 | 0
|  | 7395 | 24.2813 | 0
|  | 7396 | 23.5011 | 0
|  | 7397 | 22.7209 | 0
|  | 7398 | 21.9408 | 0
|  | 7399 | 20.3825 | 0
|  | 7400 | 14.0269 | 0
|  | 7401 | 14.0268 | 0
|  | 7402 | 14.0267 | 0
|  | 7403 | 14.0266 | 0
|  | 7404 | 14.0265 | 0
|  | 7405 | 14.0264 | 0
|  | 7406 | 22.6696 | 0
|  | 7407 | 36.6446 | 0
|  | 7408 | 41.9549 | 0
|  | 7409 | 49.6618 | 0
|  | 7410 | 48.752 | 0
|  | 7411 | 46.6869 | 0
|  | 7412 | 39.9523 | 0
|  | 7413 | 31.7892 | 0
|  | 7414 | 29.8531 | 0
|  | 7415 | 28.2942 | 0
|  | 7416 | 26.7353 | 0
|  | 7417 | 25.9549 | 0
|  | 7418 | 25.1745 | 0
|  | 7419 | 24.3942 | 0
|  | 7420 | 23.614 | 0
|  | 7421 | 22.8338 | 0
|  | 7422 | 22.0537 | 0
|  | 7423 | 20.4953 | 0
|  | 7424 | 14.1398 | 0
|  | 7425 | 14.1396 | 0
|  | 7426 | 14.1395 | 0
|  | 7427 | 14.1394 | 0
|  | 7428 | 14.1393 | 0
|  | 7429 | 14.1392 | 0
|  | 7430 | 22.7824 | 0
|  | 7431 | 36.7574 | 0
|  | 7432 | 42.0676 | 0
|  | 7433 | 49.7745 | 0
|  | 7434 | 48.8647 | 0
|  | 7435 | 46.7997 | 0
|  | 7436 | 40.065 | 0
|  | 7437 | 31.9019 | 0
|  | 7438 | 29.9658 | 0
|  | 7439 | 28.4068 | 0
|  | 7440 | 26.848 | 0
|  | 7441 | 26.0676 | 0
|  | 7442 | 25.2872 | 0
|  | 7443 | 24.5069 | 0
|  | 7444 | 23.7266 | 0
|  | 7445 | 22.9464 | 0
|  | 7446 | 22.1663 | 0
|  | 7447 | 20.6079 | 0
|  | 7448 | 14.2524 | 0
|  | 7449 | 14.2512 | 0
|  | 7450 | 14.2501 | 0
|  | 7451 | 14.2489 | 0
|  | 7452 | 14.2478 | 0
|  | 7453 | 14.2477 | 0
|  | 7454 | 14.2475 | 0
|  | 7455 | 14.2474 | 0
|  | 7456 | 14.2473 | 0
|  | 7457 | 34.5806 | 0
|  | 7458 | 48.8025 | 0
|  | 7459 | 46.7374 | 0
|  | 7460 | 40.0028 | 0
|  | 7461 | 31.8397 | 0
|  | 7462 | 29.9036 | 0
|  | 7463 | 28.3447 | 0
|  | 7464 | 26.7858 | 0
|  | 7465 | 26.0054 | 0
|  | 7466 | 25.225 | 0
|  | 7467 | 24.4447 | 0
|  | 7468 | 23.6644 | 0
|  | 7469 | 22.8842 | 0
|  | 7470 | 22.1041 | 0
|  | 7471 | 20.5458 | 0
|  | 7472 | 14.1902 | 0
|  | 7473 | 14.1891 | 0
|  | 7474 | 14.1879 | 0
|  | 7475 | 14.1868 | 0
|  | 7476 | 14.1857 | 0
|  | 7477 | 14.1855 | 0
|  | 7478 | 14.1854 | 0
|  | 7479 | 14.1853 | 0
|  | 7480 | 14.1852 | 0
|  | 7481 | 34.5185 | 0
|  | 7482 | 48.7404 | 0
|  | 7483 | 46.6753 | 0
|  | 7484 | 39.9407 | 0
|  | 7485 | 31.7776 | 0
|  | 7486 | 29.8415 | 0
|  | 7487 | 28.2826 | 0
|  | 7488 | 26.7237 | 0
|  | 7489 | 25.9433 | 0
|  | 7490 | 25.1629 | 0
|  | 7491 | 24.3826 | 0
|  | 7492 | 23.6024 | 0
|  | 7493 | 22.8222 | 0
|  | 7494 | 22.0421 | 0
|  | 7495 | 20.4837 | 0
|  | 7496 | 14.1282 | 0
|  | 7497 | 14.127 | 0
|  | 7498 | 14.1259 | 0
|  | 7499 | 14.1248 | 0
|  | 7500 | 14.1236 | 0
|  | 7501 | 14.1235 | 0
|  | 7502 | 14.1234 | 0
|  | 7503 | 14.1233 | 0
|  | 7504 | 14.1232 | 0
|  | 7505 | 34.4565 | 0
|  | 7506 | 48.6784 | 0
|  | 7507 | 46.6134 | 0
|  | 7508 | 39.8787 | 0
|  | 7509 | 31.7157 | 0
|  | 7510 | 29.7796 | 0
|  | 7511 | 28.2206 | 0
|  | 7512 | 26.6618 | 0
|  | 7513 | 25.8813 | 0
|  | 7514 | 25.101 | 0
|  | 7515 | 24.3207 | 0
|  | 7516 | 23.5404 | 0
|  | 7517 | 22.7603 | 0
|  | 7518 | 21.9801 | 0
|  | 7519 | 20.4218 | 0
|  | 7520 | 14.0663 | 0
|  | 7521 | 14.0651 | 0
|  | 7522 | 14.064 | 0
|  | 7523 | 14.0629 | 0
|  | 7524 | 14.0618 | 0
|  | 7525 | 14.0616 | 0
|  | 7526 | 14.0615 | 0
|  | 7527 | 14.0614 | 0
|  | 7528 | 14.0613 | 0
|  | 7529 | 34.3946 | 0
|  | 7530 | 48.6165 | 0
|  | 7531 | 46.5515 | 0
|  | 7532 | 39.8169 | 0
|  | 7533 | 31.6538 | 0
|  | 7534 | 29.7177 | 0
|  | 7535 | 28.1588 | 0
|  | 7536 | 26.5999 | 0
|  | 7537 | 25.8195 | 0
|  | 7538 | 25.0391 | 0
|  | 7539 | 24.2589 | 0
|  | 7540 | 23.4786 | 0
|  | 7541 | 22.6984 | 0
|  | 7542 | 21.9183 | 0
|  | 7543 | 20.36 | 0
|  | 7544 | 14.0045 | 0
|  | 7545 | 14.0043 | 0
|  | 7546 | 14.0042 | 0
|  | 7547 | 14.0041 | 0
|  | 7548 | 14.004 | 0
|  | 7549 | 14.0039 | 0
|  | 7550 | 14.0038 | 0
|  | 7551 | 14.0037 | 0
|  | 7552 | 37.1608 | 0
|  | 7553 | 49.5926 | 0
|  | 7554 | 48.6827 | 0
|  | 7555 | 46.6177 | 0
|  | 7556 | 39.8831 | 0
|  | 7557 | 31.72 | 0
|  | 7558 | 29.784 | 0
|  | 7559 | 28.225 | 0
|  | 7560 | 26.6661 | 0
|  | 7561 | 25.8857 | 0
|  | 7562 | 25.1054 | 0
|  | 7563 | 24.3251 | 0
|  | 7564 | 23.5448 | 0
|  | 7565 | 22.7646 | 0
|  | 7566 | 21.9845 | 0
|  | 7567 | 20.4262 | 0
|  | 7568 | 14.0706 | 0
|  | 7569 | 14.0705 | 0
|  | 7570 | 14.0704 | 0
|  | 7571 | 14.0703 | 0
|  | 7572 | 14.0702 | 0
|  | 7573 | 14.0701 | 0
|  | 7574 | 22.7133 | 0
|  | 7575 | 36.6883 | 0
|  | 7576 | 41.9985 | 0
|  | 7577 | 49.7055 | 0
|  | 7578 | 48.7956 | 0
|  | 7579 | 46.7306 | 0
|  | 7580 | 39.996 | 0
|  | 7581 | 31.8329 | 0
|  | 7582 | 29.8968 | 0
|  | 7583 | 28.3378 | 0
|  | 7584 | 26.7789 | 0
|  | 7585 | 25.9985 | 0
|  | 7586 | 25.2181 | 0
|  | 7587 | 24.4378 | 0
|  | 7588 | 23.6576 | 0
|  | 7589 | 22.8774 | 0
|  | 7590 | 22.0973 | 0
|  | 7591 | 20.5389 | 0
|  | 7592 | 14.1834 | 0
|  | 7593 | 14.1832 | 0
|  | 7594 | 14.1831 | 0
|  | 7595 | 14.183 | 0
|  | 7596 | 14.1829 | 0
|  | 7597 | 14.1828 | 0
|  | 7598 | 22.8259 | 0
|  | 7599 | 36.801 | 0
|  | 7600 | 42.1112 | 0
|  | 7601 | 49.8181 | 0
|  | 7602 | 48.9083 | 0
|  | 7603 | 46.8432 | 0
|  | 7604 | 40.1086 | 0
|  | 7605 | 31.9455 | 0
|  | 7606 | 30.0094 | 0
|  | 7607 | 28.4504 | 0
|  | 7608 | 26.8915 | 0
|  | 7609 | 26.1111 | 0
|  | 7610 | 25.3307 | 0
|  | 7611 | 24.5504 | 0
|  | 7612 | 23.7701 | 0
|  | 7613 | 22.9899 | 0
|  | 7614 | 22.2098 | 0
|  | 7615 | 20.6514 | 0
|  | 7616 | 14.2959 | 0
|  | 7617 | 14.2957 | 0
|  | 7618 | 14.2956 | 0
|  | 7619 | 14.2955 | 0
|  | 7620 | 14.2954 | 0
|  | 7621 | 14.2952 | 0
|  | 7622 | 14.2951 | 0
|  | 7623 | 14.295 | 0
|  | 7624 | 37.452 | 0
|  | 7625 | 49.8838 | 0
|  | 7626 | 48.9739 | 0
|  | 7627 | 46.9089 | 0
|  | 7628 | 40.1743 | 0
|  | 7629 | 32.0112 | 0
|  | 7630 | 30.0751 | 0
|  | 7631 | 28.5161 | 0
|  | 7632 | 26.9572 | 0
|  | 7633 | 26.1767 | 0
|  | 7634 | 25.3964 | 0
|  | 7635 | 24.616 | 0
|  | 7636 | 23.8358 | 0
|  | 7637 | 23.0556 | 0
|  | 7638 | 22.2754 | 0
|  | 7639 | 20.7171 | 0
|  | 7640 | 14.3615 | 0
|  | 7641 | 14.3614 | 0
|  | 7642 | 14.3612 | 0
|  | 7643 | 14.3611 | 0
|  | 7644 | 14.3609 | 0
|  | 7645 | 14.3608 | 0
|  | 7646 | 14.3607 | 0
|  | 7647 | 14.3605 | 0
|  | 7648 | 37.5176 | 0
|  | 7649 | 49.9494 | 0
|  | 7650 | 49.0395 | 0
|  | 7651 | 46.9745 | 0
|  | 7652 | 40.2398 | 0
|  | 7653 | 32.0767 | 0
|  | 7654 | 30.1406 | 0
|  | 7655 | 28.5816 | 0
|  | 7656 | 27.0227 | 0
|  | 7657 | 26.2423 | 0
|  | 7658 | 25.4619 | 0
|  | 7659 | 24.6815 | 0
|  | 7660 | 23.9013 | 0
|  | 7661 | 23.1211 | 0
|  | 7662 | 22.3409 | 0
|  | 7663 | 20.7826 | 0
|  | 7664 | 14.427 | 0
|  | 7665 | 14.4268 | 0
|  | 7666 | 14.4267 | 0
|  | 7667 | 14.4266 | 0
|  | 7668 | 14.4264 | 0
|  | 7669 | 14.4263 | 0
|  | 7670 | 14.4261 | 0
|  | 7671 | 14.426 | 0
|  | 7672 | 37.5831 | 0
|  | 7673 | 50.0148 | 0
|  | 7674 | 49.1049 | 0
|  | 7675 | 47.0399 | 0
|  | 7676 | 40.3052 | 0
|  | 7677 | 32.1421 | 0
|  | 7678 | 30.206 | 0
|  | 7679 | 28.647 | 0
|  | 7680 | 27.0881 | 0
|  | 7681 | 26.3077 | 0
|  | 7682 | 25.5273 | 0
|  | 7683 | 24.7469 | 0
|  | 7684 | 23.9667 | 0
|  | 7685 | 23.1865 | 0
|  | 7686 | 22.4063 | 0
|  | 7687 | 20.8479 | 0
|  | 7688 | 14.4923 | 0
|  | 7689 | 14.4922 | 0
|  | 7690 | 14.4921 | 0
|  | 7691 | 14.4919 | 0
|  | 7692 | 14.4918 | 0
|  | 7693 | 14.4916 | 0
|  | 7694 | 14.4915 | 0
|  | 7695 | 14.4913 | 0
|  | 7696 | 37.6484 | 0
|  | 7697 | 50.0801 | 0
|  | 7698 | 49.1702 | 0
|  | 7699 | 47.1052 | 0
|  | 7700 | 40.3705 | 0
|  | 7701 | 32.2074 | 0
|  | 7702 | 30.2713 | 0
|  | 7703 | 28.7123 | 0
|  | 7704 | 27.1534 | 0
|  | 7705 | 26.3729 | 0
|  | 7706 | 25.5925 | 0
|  | 7707 | 24.8122 | 0
|  | 7708 | 24.0319 | 0
|  | 7709 | 23.2517 | 0
|  | 7710 | 22.4716 | 0
|  | 7711 | 20.9132 | 0
|  | 7712 | 14.5576 | 0
|  | 7713 | 14.5564 | 0
|  | 7714 | 14.5553 | 0
|  | 7715 | 14.5541 | 0
|  | 7716 | 14.5529 | 0
|  | 7717 | 14.5528 | 0
|  | 7718 | 14.5526 | 0
|  | 7719 | 14.5525 | 0
|  | 7720 | 14.5523 | 0
|  | 7721 | 34.8856 | 0
|  | 7722 | 49.1074 | 0
|  | 7723 | 47.0424 | 0
|  | 7724 | 40.3077 | 0
|  | 7725 | 32.1446 | 0
|  | 7726 | 30.2085 | 0
|  | 7727 | 28.6495 | 0
|  | 7728 | 27.0906 | 0
|  | 7729 | 26.3102 | 0
|  | 7730 | 25.5298 | 0
|  | 7731 | 24.7494 | 0
|  | 7732 | 23.9692 | 0
|  | 7733 | 23.189 | 0
|  | 7734 | 22.4088 | 0
|  | 7735 | 20.8504 | 0
|  | 7736 | 14.4948 | 0
|  | 7737 | 14.4947 | 0
|  | 7738 | 14.4945 | 0
|  | 7739 | 14.4944 | 0
|  | 7740 | 14.4943 | 0
|  | 7741 | 14.4941 | 0
|  | 7742 | 23.1373 | 0
|  | 7743 | 37.1123 | 0
|  | 7744 | 42.4225 | 0
|  | 7745 | 50.1294 | 0
|  | 7746 | 49.2195 | 0
|  | 7747 | 47.1544 | 0
|  | 7748 | 40.4198 | 0
|  | 7749 | 32.2566 | 0
|  | 7750 | 30.3205 | 0
|  | 7751 | 28.7615 | 0
|  | 7752 | 27.2026 | 0
|  | 7753 | 26.4222 | 0
|  | 7754 | 25.6417 | 0
|  | 7755 | 24.8614 | 0
|  | 7756 | 24.0811 | 0
|  | 7757 | 23.3009 | 0
|  | 7758 | 22.5207 | 0
|  | 7759 | 20.9624 | 0
|  | 7760 | 14.6068 | 0
|  | 7761 | 14.6066 | 0
|  | 7762 | 14.6064 | 0
|  | 7763 | 14.6063 | 0
|  | 7764 | 14.6061 | 0
|  | 7765 | 14.606 | 0
|  | 7766 | 23.2491 | 0
|  | 7767 | 37.2241 | 0
|  | 7768 | 42.5343 | 0
|  | 7769 | 50.2412 | 0
|  | 7770 | 49.3313 | 0
|  | 7771 | 47.2662 | 0
|  | 7772 | 40.5316 | 0
|  | 7773 | 32.3685 | 0
|  | 7774 | 30.4323 | 0
|  | 7775 | 28.8733 | 0
|  | 7776 | 27.3144 | 0
|  | 7777 | 26.5339 | 0
|  | 7778 | 25.7535 | 0
|  | 7779 | 24.9732 | 0
|  | 7780 | 24.1929 | 0
|  | 7781 | 23.4126 | 0
|  | 7782 | 22.6325 | 0
|  | 7783 | 21.0741 | 0
|  | 7784 | 14.7185 | 0
|  | 7785 | 12.6562 | 0
|  | 7786 | 12.6562 | 0
|  | 7787 | 12.6562 | 0
|  | 7788 | 12.6562 | 0
|  | 7789 | 12.6562 | 0
|  | 7790 | 12.6562 | 0
|  | 7791 | 25.327 | 0
|  | 7792 | 41.7193 | 0
|  | 7793 | 50.2932 | 0
|  | 7794 | 49.3833 | 0
|  | 7795 | 47.3183 | 0
|  | 7796 | 40.5836 | 0
|  | 7797 | 32.4205 | 0
|  | 7798 | 30.4843 | 0
|  | 7799 | 28.9253 | 0
|  | 7800 | 27.3664 | 0
|  | 7801 | 26.5859 | 0
|  | 7802 | 25.8055 | 0
|  | 7803 | 25.0251 | 0
|  | 7804 | 24.2448 | 0
|  | 7805 | 23.4646 | 0
|  | 7806 | 22.6844 | 0
|  | 7807 | 21.126 | 0
|  | 7808 | 14.7704 | 0
|  | 7809 | 12.7081 | 0
|  | 7810 | 12.7081 | 0
|  | 7811 | 12.7081 | 0
|  | 7812 | 12.7081 | 0
|  | 7813 | 12.7081 | 0
|  | 7814 | 12.7081 | 0
|  | 7815 | 25.3789 | 0
|  | 7816 | 41.7712 | 0
|  | 7817 | 50.3451 | 0
|  | 7818 | 49.4353 | 0
|  | 7819 | 47.3702 | 0
|  | 7820 | 40.6355 | 0
|  | 7821 | 32.4724 | 0
|  | 7822 | 30.5362 | 0
|  | 7823 | 28.9772 | 0
|  | 7824 | 27.4183 | 0
|  | 7825 | 26.6378 | 0
|  | 7826 | 25.8574 | 0
|  | 7827 | 25.077 | 0
|  | 7828 | 24.2967 | 0
|  | 7829 | 23.5165 | 0
|  | 7830 | 22.7363 | 0
|  | 7831 | 21.1779 | 0
|  | 7832 | 14.8223 | 0
|  | 7833 | 12.76 | 0
|  | 7834 | 12.76 | 0
|  | 7835 | 12.76 | 0
|  | 7836 | 12.76 | 0
|  | 7837 | 12.76 | 0
|  | 7838 | 12.7599 | 0
|  | 7839 | 25.4308 | 0
|  | 7840 | 41.8231 | 0
|  | 7841 | 50.397 | 0
|  | 7842 | 49.4871 | 0
|  | 7843 | 47.422 | 0
|  | 7844 | 40.6873 | 0
|  | 7845 | 32.5242 | 0
|  | 7846 | 30.588 | 0
|  | 7847 | 29.029 | 0
|  | 7848 | 27.4701 | 0
|  | 7849 | 26.6896 | 0
|  | 7850 | 25.9092 | 0
|  | 7851 | 25.1288 | 0
|  | 7852 | 24.3485 | 0
|  | 7853 | 23.5683 | 0
|  | 7854 | 22.7881 | 0
|  | 7855 | 21.2297 | 0
|  | 7856 | 14.8741 | 0
|  | 7857 | 12.8117 | 0
|  | 7858 | 12.8117 | 0
|  | 7859 | 12.8117 | 0
|  | 7860 | 12.8117 | 0
|  | 7861 | 12.8117 | 0
|  | 7862 | 12.8117 | 0
|  | 7863 | 25.4825 | 0
|  | 7864 | 41.8748 | 0
|  | 7865 | 50.4487 | 0
|  | 7866 | 49.5388 | 0
|  | 7867 | 47.4737 | 0
|  | 7868 | 40.739 | 0
|  | 7869 | 32.5759 | 0
|  | 7870 | 30.6397 | 0
|  | 7871 | 29.0807 | 0
|  | 7872 | 27.5218 | 0
|  | 7873 | 26.7413 | 0
|  | 7874 | 25.9609 | 0
|  | 7875 | 25.1805 | 0
|  | 7876 | 24.4002 | 0
|  | 7877 | 23.6199 | 0
|  | 7878 | 22.8398 | 0
|  | 7879 | 21.2813 | 0
|  | 7880 | 14.9257 | 0
|  | 7881 | 12.8634 | 0
|  | 7882 | 12.8634 | 0
|  | 7883 | 12.8634 | 0
|  | 7884 | 12.8634 | 0
|  | 7885 | 12.8633 | 0
|  | 7886 | 12.8633 | 0
|  | 7887 | 25.5341 | 0
|  | 7888 | 41.9264 | 0
|  | 7889 | 50.5003 | 0
|  | 7890 | 49.5904 | 0
|  | 7891 | 47.5253 | 0
|  | 7892 | 40.7906 | 0
|  | 7893 | 32.6275 | 0
|  | 7894 | 30.6913 | 0
|  | 7895 | 29.1323 | 0
|  | 7896 | 27.5734 | 0
|  | 7897 | 26.7929 | 0
|  | 7898 | 26.0124 | 0
|  | 7899 | 25.2321 | 0
|  | 7900 | 24.4518 | 0
|  | 7901 | 23.6715 | 0
|  | 7902 | 22.8913 | 0
|  | 7903 | 21.3329 | 0
|  | 7904 | 14.9773 | 0
|  | 7905 | 12.915 | 0
|  | 7906 | 12.9149 | 0
|  | 7907 | 12.9149 | 0
|  | 7908 | 12.9149 | 0
|  | 7909 | 12.9149 | 0
|  | 7910 | 12.9149 | 0
|  | 7911 | 14.012 | 0
|  | 7912 | 37.4641 | 0
|  | 7913 | 48.5728 | 0
|  | 7914 | 49.4627 | 0
|  | 7915 | 47.3976 | 0
|  | 7916 | 40.6629 | 0
|  | 7917 | 32.4998 | 0
|  | 7918 | 30.5636 | 0
|  | 7919 | 29.0046 | 0
|  | 7920 | 27.4457 | 0
|  | 7921 | 26.6652 | 0
|  | 7922 | 25.8848 | 0
|  | 7923 | 25.1044 | 0
|  | 7924 | 24.3241 | 0
|  | 7925 | 23.5439 | 0
|  | 7926 | 22.7637 | 0
|  | 7927 | 21.2053 | 0
|  | 7928 | 14.8497 | 0
|  | 7929 | 12.7874 | 0
|  | 7930 | 12.7873 | 0
|  | 7931 | 12.7873 | 0
|  | 7932 | 12.7873 | 0
|  | 7933 | 12.7873 | 0
|  | 7934 | 12.7873 | 0
|  | 7935 | 13.8845 | 0
|  | 7936 | 37.3366 | 0
|  | 7937 | 48.4453 | 0
|  | 7938 | 49.3351 | 0
|  | 7939 | 47.2701 | 0
|  | 7940 | 40.5354 | 0
|  | 7941 | 32.3723 | 0
|  | 7942 | 30.4361 | 0
|  | 7943 | 28.8771 | 0
|  | 7944 | 27.3182 | 0
|  | 7945 | 26.5378 | 0
|  | 7946 | 25.7573 | 0
|  | 7947 | 24.977 | 0
|  | 7948 | 24.1967 | 0
|  | 7949 | 23.4165 | 0
|  | 7950 | 22.6363 | 0
|  | 7951 | 21.0779 | 0
|  | 7952 | 14.7223 | 0
|  | 7953 | 12.66 | 0
|  | 7954 | 12.66 | 0
|  | 7955 | 12.66 | 0
|  | 7956 | 12.66 | 0
|  | 7957 | 12.66 | 0
|  | 7958 | 12.66 | 0
|  | 7959 | 25.3308 | 0
|  | 7960 | 41.7231 | 0
|  | 7961 | 50.297 | 0
|  | 7962 | 49.3872 | 0
|  | 7963 | 47.3221 | 0
|  | 7964 | 40.5874 | 0
|  | 7965 | 32.4243 | 0
|  | 7966 | 30.4881 | 0
|  | 7967 | 28.9291 | 0
|  | 7968 | 27.3702 | 0
|  | 7969 | 26.5897 | 0
|  | 7970 | 25.8093 | 0
|  | 7971 | 25.029 | 0
|  | 7972 | 24.2487 | 0
|  | 7973 | 23.4684 | 0
|  | 7974 | 22.6883 | 0
|  | 7975 | 21.1299 | 0
|  | 7976 | 14.7742 | 0
|  | 7977 | 12.7119 | 0
|  | 7978 | 12.7119 | 0
|  | 7979 | 12.7119 | 0
|  | 7980 | 12.7119 | 0
|  | 7981 | 12.7119 | 0
|  | 7982 | 12.7119 | 0
|  | 7983 | 25.3828 | 0
|  | 7984 | 41.775 | 0
|  | 7985 | 50.349 | 0
|  | 7986 | 49.4391 | 0
|  | 7987 | 47.374 | 0
|  | 7988 | 40.6393 | 0
|  | 7989 | 32.4762 | 0
|  | 7990 | 30.54 | 0
|  | 7991 | 28.981 | 0
|  | 7992 | 27.4221 | 0
|  | 7993 | 26.6416 | 0
|  | 7994 | 25.8612 | 0
|  | 7995 | 25.0808 | 0
|  | 7996 | 24.3005 | 0
|  | 7997 | 23.5203 | 0
|  | 7998 | 22.7401 | 0
|  | 7999 | 21.1817 | 0
|  | 8000 | 14.8261 | 0
|  | 8001 | 14.8259 | 0
|  | 8002 | 14.8258 | 0
|  | 8003 | 14.8256 | 0
|  | 8004 | 14.8254 | 0
|  | 8005 | 14.8252 | 0
|  | 8006 | 14.8251 | 0
|  | 8007 | 14.8249 | 0
|  | 8008 | 37.9819 | 0
|  | 8009 | 50.4136 | 0
|  | 8010 | 49.5037 | 0
|  | 8011 | 47.4387 | 0
|  | 8012 | 40.704 | 0
|  | 8013 | 32.5408 | 0
|  | 8014 | 30.6047 | 0
|  | 8015 | 29.0457 | 0
|  | 8016 | 27.4867 | 0
|  | 8017 | 26.7063 | 0
|  | 8018 | 25.9258 | 0
|  | 8019 | 25.1455 | 0
|  | 8020 | 24.3652 | 0
|  | 8021 | 23.5849 | 0
|  | 8022 | 22.8047 | 0
|  | 8023 | 21.2463 | 0
|  | 8024 | 14.8907 | 0
|  | 8025 | 12.8284 | 0
|  | 8026 | 12.8274 | 0
|  | 8027 | 12.8263 | 0
|  | 8028 | 18.2675 | 0
|  | 8029 | 25.8168 | 0
|  | 8030 | 34.0435 | 0
|  | 8031 | 42.0746 | 0
|  | 8032 | 47.6706 | 0
|  | 8033 | 50.4577 | 0
|  | 8034 | 49.5478 | 0
|  | 8035 | 47.4827 | 0
|  | 8036 | 40.748 | 0
|  | 8037 | 32.5849 | 0
|  | 8038 | 30.6487 | 0
|  | 8039 | 29.0897 | 0
|  | 8040 | 27.5308 | 0
|  | 8041 | 26.7503 | 0
|  | 8042 | 25.9698 | 0
|  | 8043 | 25.1895 | 0
|  | 8044 | 24.4091 | 0
|  | 8045 | 23.6289 | 0
|  | 8046 | 22.8487 | 0
|  | 8047 | 21.2903 | 0
|  | 8048 | 14.9347 | 0
|  | 8049 | 12.8724 | 0
|  | 8050 | 12.8713 | 0
|  | 8051 | 12.8703 | 0
|  | 8052 | 18.3115 | 0
|  | 8053 | 25.8608 | 0
|  | 8054 | 34.0874 | 0
|  | 8055 | 42.1185 | 0
|  | 8056 | 47.7146 | 0
|  | 8057 | 50.5016 | 0
|  | 8058 | 49.5917 | 0
|  | 8059 | 47.5266 | 0
|  | 8060 | 40.792 | 0
|  | 8061 | 32.6288 | 0
|  | 8062 | 30.6926 | 0
|  | 8063 | 29.1336 | 0
|  | 8064 | 27.5747 | 0
|  | 8065 | 26.7942 | 0
|  | 8066 | 26.0137 | 0
|  | 8067 | 25.2334 | 0
|  | 8068 | 24.4531 | 0
|  | 8069 | 23.6728 | 0
|  | 8070 | 22.8926 | 0
|  | 8071 | 21.3342 | 0
|  | 8072 | 14.9786 | 0
|  | 8073 | 12.9163 | 0
|  | 8074 | 12.9152 | 0
|  | 8075 | 12.9142 | 0
|  | 8076 | 17.6572 | 0
|  | 8077 | 28.755 | 0
|  | 8078 | 34.5991 | 0
|  | 8079 | 42.0812 | 0
|  | 8080 | 48.3073 | 0
|  | 8081 | 50.3891 | 0
|  | 8082 | 49.4792 | 0
|  | 8083 | 47.4141 | 0
|  | 8084 | 40.6794 | 0
|  | 8085 | 32.5163 | 0
|  | 8086 | 30.5801 | 0
|  | 8087 | 29.0211 | 0
|  | 8088 | 27.4622 | 0
|  | 8089 | 26.6817 | 0
|  | 8090 | 25.9013 | 0
|  | 8091 | 25.1209 | 0
|  | 8092 | 24.3406 | 0
|  | 8093 | 23.5604 | 0
|  | 8094 | 22.7802 | 0
|  | 8095 | 21.2218 | 0
|  | 8096 | 14.8662 | 0
|  | 8097 | 12.8039 | 0
|  | 8098 | 12.8028 | 0
|  | 8099 | 12.8018 | 0
|  | 8100 | 17.5449 | 0
|  | 8101 | 28.6426 | 0
|  | 8102 | 34.4867 | 0
|  | 8103 | 41.9689 | 0
|  | 8104 | 48.195 | 0
|  | 8105 | 50.2767 | 0
|  | 8106 | 49.3668 | 0
|  | 8107 | 47.3018 | 0
|  | 8108 | 40.5671 | 0
|  | 8109 | 32.404 | 0
|  | 8110 | 30.4678 | 0
|  | 8111 | 28.9088 | 0
|  | 8112 | 27.3499 | 0
|  | 8113 | 26.5694 | 0
|  | 8114 | 25.789 | 0
|  | 8115 | 25.0087 | 0
|  | 8116 | 24.2284 | 0
|  | 8117 | 23.4481 | 0
|  | 8118 | 22.668 | 0
|  | 8119 | 21.1096 | 0
|  | 8120 | 14.754 | 0
|  | 8121 | 12.6917 | 0
|  | 8122 | 12.6917 | 0
|  | 8123 | 12.6917 | 0
|  | 8124 | 12.6916 | 0
|  | 8125 | 12.6916 | 0
|  | 8126 | 12.6916 | 0
|  | 8127 | 25.3625 | 0
|  | 8128 | 41.7548 | 0
|  | 8129 | 50.3287 | 0
|  | 8130 | 49.4188 | 0
|  | 8131 | 47.3537 | 0
|  | 8132 | 40.6191 | 0
|  | 8133 | 32.4559 | 0
|  | 8134 | 30.5198 | 0
|  | 8135 | 28.9607 | 0
|  | 8136 | 27.4018 | 0
|  | 8137 | 26.6214 | 0
|  | 8138 | 25.8409 | 0
|  | 8139 | 25.0606 | 0
|  | 8140 | 24.2803 | 0
|  | 8141 | 23.5 | 0
|  | 8142 | 22.7199 | 0
|  | 8143 | 21.1615 | 0
|  | 8144 | 14.8059 | 0
|  | 8145 | 14.8057 | 0
|  | 8146 | 14.8055 | 0
|  | 8147 | 14.8053 | 0
|  | 8148 | 14.8052 | 0
|  | 8149 | 14.805 | 0
|  | 8150 | 14.8048 | 0
|  | 8151 | 14.8046 | 0
|  | 8152 | 37.9617 | 0
|  | 8153 | 50.3934 | 0
|  | 8154 | 49.4835 | 0
|  | 8155 | 47.4184 | 0
|  | 8156 | 40.6838 | 0
|  | 8157 | 32.5206 | 0
|  | 8158 | 30.5845 | 0
|  | 8159 | 29.0254 | 0
|  | 8160 | 27.4665 | 0
|  | 8161 | 26.686 | 0
|  | 8162 | 25.9056 | 0
|  | 8163 | 25.1252 | 0
|  | 8164 | 24.3449 | 0
|  | 8165 | 23.5647 | 0
|  | 8166 | 22.7845 | 0
|  | 8167 | 21.2261 | 0
|  | 8168 | 14.8705 | 0
|  | 8169 | 14.8703 | 0
|  | 8170 | 14.8701 | 0
|  | 8171 | 14.87 | 0
|  | 8172 | 14.8698 | 0
|  | 8173 | 14.8696 | 0
|  | 8174 | 14.8694 | 0
|  | 8175 | 14.8692 | 0
|  | 8176 | 38.0263 | 0
|  | 8177 | 50.458 | 0
|  | 8178 | 49.5481 | 0
|  | 8179 | 47.483 | 0
|  | 8180 | 40.7483 | 0
|  | 8181 | 32.5852 | 0
|  | 8182 | 30.649 | 0
|  | 8183 | 29.09 | 0
|  | 8184 | 27.5311 | 0
|  | 8185 | 26.7506 | 0
|  | 8186 | 25.9701 | 0
|  | 8187 | 25.1898 | 0
|  | 8188 | 24.4095 | 0
|  | 8189 | 23.6292 | 0
|  | 8190 | 22.849 | 0
|  | 8191 | 21.2906 | 0
|  | 8192 | 14.935 | 0
|  | 8193 | 14.9348 | 0
|  | 8194 | 14.9346 | 0
|  | 8195 | 14.9345 | 0
|  | 8196 | 14.9343 | 0
|  | 8197 | 14.9341 | 0
|  | 8198 | 14.9339 | 0
|  | 8199 | 14.9337 | 0
|  | 8200 | 38.0908 | 0
|  | 8201 | 50.5225 | 0
|  | 8202 | 49.6125 | 0
|  | 8203 | 47.5475 | 0
|  | 8204 | 40.8128 | 0
|  | 8205 | 32.6496 | 0
|  | 8206 | 30.7135 | 0
|  | 8207 | 29.1544 | 0
|  | 8208 | 27.5955 | 0
|  | 8209 | 26.815 | 0
|  | 8210 | 26.0346 | 0
|  | 8211 | 25.2542 | 0
|  | 8212 | 24.4739 | 0
|  | 8213 | 23.6936 | 0
|  | 8214 | 22.9134 | 0
|  | 8215 | 21.355 | 0
|  | 8216 | 14.9994 | 0
|  | 8217 | 12.9371 | 0
|  | 8218 | 12.937 | 0
|  | 8219 | 12.937 | 0
|  | 8220 | 12.937 | 0
|  | 8221 | 12.937 | 0
|  | 8222 | 12.937 | 0
|  | 8223 | 25.6078 | 0
|  | 8224 | 42 | 0
|  | 8225 | 50.5739 | 0
|  | 8226 | 49.664 | 0
|  | 8227 | 47.5989 | 0
|  | 8228 | 40.8642 | 0
|  | 8229 | 32.7011 | 0
|  | 8230 | 30.7649 | 0
|  | 8231 | 29.2059 | 0
|  | 8232 | 27.647 | 0
|  | 8233 | 26.8664 | 0
|  | 8234 | 26.086 | 0
|  | 8235 | 25.3056 | 0
|  | 8236 | 24.5253 | 0
|  | 8237 | 23.7451 | 0
|  | 8238 | 22.9649 | 0
|  | 8239 | 21.4064 | 0
|  | 8240 | 15.0508 | 0
|  | 8241 | 12.9885 | 0
|  | 8242 | 12.9885 | 0
|  | 8243 | 12.9884 | 0
|  | 8244 | 12.9884 | 0
|  | 8245 | 12.9884 | 0
|  | 8246 | 12.9884 | 0
|  | 8247 | 14.0855 | 0
|  | 8248 | 37.5376 | 0
|  | 8249 | 48.6463 | 0
|  | 8250 | 49.5361 | 0
|  | 8251 | 47.471 | 0
|  | 8252 | 40.7364 | 0
|  | 8253 | 32.5732 | 0
|  | 8254 | 30.6371 | 0
|  | 8255 | 29.078 | 0
|  | 8256 | 27.5191 | 0
|  | 8257 | 26.7386 | 0
|  | 8258 | 25.9582 | 0
|  | 8259 | 25.1778 | 0
|  | 8260 | 24.3975 | 0
|  | 8261 | 23.6173 | 0
|  | 8262 | 22.8371 | 0
|  | 8263 | 21.2787 | 0
|  | 8264 | 14.9231 | 0
|  | 8265 | 12.8607 | 0
|  | 8266 | 12.8607 | 0
|  | 8267 | 12.8607 | 0
|  | 8268 | 12.8607 | 0
|  | 8269 | 12.8607 | 0
|  | 8270 | 12.8607 | 0
|  | 8271 | 13.9578 | 0
|  | 8272 | 37.4099 | 0
|  | 8273 | 48.5186 | 0
|  | 8274 | 49.4085 | 0
|  | 8275 | 47.3434 | 0
|  | 8276 | 40.6087 | 0
|  | 8277 | 32.4456 | 0
|  | 8278 | 30.5094 | 0
|  | 8279 | 28.9504 | 0
|  | 8280 | 27.3915 | 0
|  | 8281 | 26.611 | 0
|  | 8282 | 25.8306 | 0
|  | 8283 | 25.0503 | 0
|  | 8284 | 24.27 | 0
|  | 8285 | 23.4897 | 0
|  | 8286 | 22.7096 | 0
|  | 8287 | 21.1511 | 0
|  | 8288 | 14.7955 | 0
|  | 8289 | 12.7332 | 0
|  | 8290 | 12.7332 | 0
|  | 8291 | 12.7332 | 0
|  | 8292 | 12.7332 | 0
|  | 8293 | 12.7332 | 0
|  | 8294 | 12.7332 | 0
|  | 8295 | 25.404 | 0
|  | 8296 | 41.7963 | 0
|  | 8297 | 50.3702 | 0
|  | 8298 | 49.4603 | 0
|  | 8299 | 47.3953 | 0
|  | 8300 | 40.6606 | 0
|  | 8301 | 32.4975 | 0
|  | 8302 | 30.5613 | 0
|  | 8303 | 29.0023 | 0
|  | 8304 | 27.4434 | 0
|  | 8305 | 26.6629 | 0
|  | 8306 | 25.8825 | 0
|  | 8307 | 25.1021 | 0
|  | 8308 | 24.3218 | 0
|  | 8309 | 23.5416 | 0
|  | 8310 | 22.7614 | 0
|  | 8311 | 21.203 | 0
|  | 8312 | 14.8474 | 0
|  | 8313 | 12.785 | 0
|  | 8314 | 12.785 | 0
|  | 8315 | 12.785 | 0
|  | 8316 | 12.785 | 0
|  | 8317 | 12.785 | 0
|  | 8318 | 12.785 | 0
|  | 8319 | 25.4558 | 0
|  | 8320 | 41.8481 | 0
|  | 8321 | 50.422 | 0
|  | 8322 | 49.5121 | 0
|  | 8323 | 47.447 | 0
|  | 8324 | 40.7124 | 0
|  | 8325 | 32.5492 | 0
|  | 8326 | 30.6131 | 0
|  | 8327 | 29.054 | 0
|  | 8328 | 27.4951 | 0
|  | 8329 | 26.7146 | 0
|  | 8330 | 25.9342 | 0
|  | 8331 | 25.1538 | 0
|  | 8332 | 24.3735 | 0
|  | 8333 | 23.5933 | 0
|  | 8334 | 22.8131 | 0
|  | 8335 | 21.2547 | 0
|  | 8336 | 14.8991 | 0
|  | 8337 | 12.8368 | 0
|  | 8338 | 12.8357 | 0
|  | 8339 | 12.8347 | 0
|  | 8340 | 18.2759 | 0
|  | 8341 | 25.8252 | 0
|  | 8342 | 34.0518 | 0
|  | 8343 | 42.0829 | 0
|  | 8344 | 47.679 | 0
|  | 8345 | 50.466 | 0
|  | 8346 | 49.5561 | 0
|  | 8347 | 47.491 | 0
|  | 8348 | 40.7564 | 0
|  | 8349 | 32.5932 | 0
|  | 8350 | 30.6571 | 0
|  | 8351 | 29.098 | 0
|  | 8352 | 27.5391 | 0
|  | 8353 | 26.7586 | 0
|  | 8354 | 25.9782 | 0
|  | 8355 | 25.1978 | 0
|  | 8356 | 24.4175 | 0
|  | 8357 | 23.6373 | 0
|  | 8358 | 22.8571 | 0
|  | 8359 | 21.2987 | 0
|  | 8360 | 14.943 | 0
|  | 8361 | 12.8807 | 0
|  | 8362 | 12.8797 | 0
|  | 8363 | 12.8787 | 0
|  | 8364 | 18.3198 | 0
|  | 8365 | 25.8692 | 0
|  | 8366 | 34.0958 | 0
|  | 8367 | 42.1269 | 0
|  | 8368 | 47.7229 | 0
|  | 8369 | 50.51 | 0
|  | 8370 | 49.6001 | 0
|  | 8371 | 47.535 | 0
|  | 8372 | 40.8003 | 0
|  | 8373 | 32.6371 | 0
|  | 8374 | 30.701 | 0
|  | 8375 | 29.1419 | 0
|  | 8376 | 27.583 | 0
|  | 8377 | 26.8025 | 0
|  | 8378 | 26.0221 | 0
|  | 8379 | 25.2417 | 0
|  | 8380 | 24.4614 | 0
|  | 8381 | 23.6811 | 0
|  | 8382 | 22.901 | 0
|  | 8383 | 21.3425 | 0
|  | 8384 | 14.9869 | 0
|  | 8385 | 12.9246 | 0
|  | 8386 | 12.9246 | 0
|  | 8387 | 12.9246 | 0
|  | 8388 | 12.9245 | 0
|  | 8389 | 12.9245 | 0
|  | 8390 | 12.9245 | 0
|  | 8391 | 25.5953 | 0
|  | 8392 | 41.9876 | 0
|  | 8393 | 50.5615 | 0
|  | 8394 | 49.6516 | 0
|  | 8395 | 47.5865 | 0
|  | 8396 | 40.8518 | 0
|  | 8397 | 32.6886 | 0
|  | 8398 | 30.7525 | 0
|  | 8399 | 29.1934 | 0
|  | 8400 | 27.6345 | 0
|  | 8401 | 26.854 | 0
|  | 8402 | 26.0736 | 0
|  | 8403 | 25.2932 | 0
|  | 8404 | 24.5129 | 0
|  | 8405 | 23.7326 | 0
|  | 8406 | 22.9524 | 0
|  | 8407 | 21.394 | 0
|  | 8408 | 15.0384 | 0
|  | 8409 | 12.976 | 0
|  | 8410 | 12.975 | 0
|  | 8411 | 12.974 | 0
|  | 8412 | 17.717 | 0
|  | 8413 | 28.8147 | 0
|  | 8414 | 34.6589 | 0
|  | 8415 | 42.141 | 0
|  | 8416 | 48.3671 | 0
|  | 8417 | 50.4488 | 0
|  | 8418 | 49.5389 | 0
|  | 8419 | 47.4738 | 0
|  | 8420 | 40.7391 | 0
|  | 8421 | 32.576 | 0
|  | 8422 | 30.6398 | 0
|  | 8423 | 29.0808 | 0
|  | 8424 | 27.5219 | 0
|  | 8425 | 26.7414 | 0
|  | 8426 | 25.961 | 0
|  | 8427 | 25.1806 | 0
|  | 8428 | 24.4003 | 0
|  | 8429 | 23.62 | 0
|  | 8430 | 22.8399 | 0
|  | 8431 | 21.2815 | 0
|  | 8432 | 14.9258 | 0
|  | 8433 | 12.8635 | 0
|  | 8434 | 12.8625 | 0
|  | 8435 | 12.8615 | 0
|  | 8436 | 17.6045 | 0
|  | 8437 | 28.7022 | 0
|  | 8438 | 34.5464 | 0
|  | 8439 | 42.0285 | 0
|  | 8440 | 48.2546 | 0
|  | 8441 | 50.3364 | 0
|  | 8442 | 49.4265 | 0
|  | 8443 | 47.3614 | 0
|  | 8444 | 40.6267 | 0
|  | 8445 | 32.4636 | 0
|  | 8446 | 30.5274 | 0
|  | 8447 | 28.9684 | 0
|  | 8448 | 27.4095 | 0
|  | 8449 | 26.629 | 0
|  | 8450 | 25.8486 | 0
|  | 8451 | 25.0682 | 0
|  | 8452 | 24.2879 | 0
|  | 8453 | 23.5077 | 0
|  | 8454 | 22.7275 | 0
|  | 8455 | 21.1691 | 0
|  | 8456 | 14.8135 | 0
|  | 8457 | 12.7512 | 0
|  | 8458 | 12.7512 | 0
|  | 8459 | 12.7512 | 0
|  | 8460 | 12.7512 | 0
|  | 8461 | 12.7512 | 0
|  | 8462 | 12.7512 | 0
|  | 8463 | 25.422 | 0
|  | 8464 | 41.8143 | 0
|  | 8465 | 50.3882 | 0
|  | 8466 | 49.4783 | 0
|  | 8467 | 47.4132 | 0
|  | 8468 | 40.6785 | 0
|  | 8469 | 32.5154 | 0
|  | 8470 | 30.5793 | 0
|  | 8471 | 29.0202 | 0
|  | 8472 | 27.4613 | 0
|  | 8473 | 26.6808 | 0
|  | 8474 | 25.9004 | 0
|  | 8475 | 25.12 | 0
|  | 8476 | 24.3397 | 0
|  | 8477 | 23.5595 | 0
|  | 8478 | 22.7793 | 0
|  | 8479 | 21.2209 | 0
|  | 8480 | 14.8653 | 0
|  | 8481 | 12.803 | 0
|  | 8482 | 12.803 | 0
|  | 8483 | 12.803 | 0
|  | 8484 | 12.8029 | 0
|  | 8485 | 12.8029 | 0
|  | 8486 | 12.8029 | 0
|  | 8487 | 25.4737 | 0
|  | 8488 | 41.866 | 0
|  | 8489 | 50.4399 | 0
|  | 8490 | 49.53 | 0
|  | 8491 | 47.465 | 0
|  | 8492 | 40.7303 | 0
|  | 8493 | 32.5671 | 0
|  | 8494 | 30.631 | 0
|  | 8495 | 29.0719 | 0
|  | 8496 | 27.513 | 0
|  | 8497 | 26.7325 | 0
|  | 8498 | 25.9521 | 0
|  | 8499 | 25.1717 | 0
|  | 8500 | 24.3914 | 0
|  | 8501 | 23.6112 | 0
|  | 8502 | 22.831 | 0
|  | 8503 | 21.2726 | 0
|  | 8504 | 14.917 | 0
|  | 8505 | 12.8547 | 0
|  | 8506 | 12.8546 | 0
|  | 8507 | 12.8546 | 0
|  | 8508 | 12.8546 | 0
|  | 8509 | 12.8546 | 0
|  | 8510 | 12.8546 | 0
|  | 8511 | 25.5254 | 0
|  | 8512 | 41.9177 | 0
|  | 8513 | 50.4916 | 0
|  | 8514 | 49.5817 | 0
|  | 8515 | 47.5166 | 0
|  | 8516 | 40.7819 | 0
|  | 8517 | 32.6188 | 0
|  | 8518 | 30.6826 | 0
|  | 8519 | 29.1236 | 0
|  | 8520 | 27.5646 | 0
|  | 8521 | 26.7841 | 0
|  | 8522 | 26.0037 | 0
|  | 8523 | 25.2233 | 0
|  | 8524 | 24.443 | 0
|  | 8525 | 23.6628 | 0
|  | 8526 | 22.8826 | 0
|  | 8527 | 21.3242 | 0
|  | 8528 | 14.9686 | 0
|  | 8529 | 14.9684 | 0
|  | 8530 | 14.9682 | 0
|  | 8531 | 14.968 | 0
|  | 8532 | 14.9678 | 0
|  | 8533 | 14.9676 | 0
|  | 8534 | 14.9674 | 0
|  | 8535 | 14.9673 | 0
|  | 8536 | 38.1243 | 0
|  | 8537 | 50.556 | 0
|  | 8538 | 49.6461 | 0
|  | 8539 | 47.581 | 0
|  | 8540 | 40.8463 | 0
|  | 8541 | 32.6831 | 0
|  | 8542 | 30.747 | 0
|  | 8543 | 29.1879 | 0
|  | 8544 | 27.629 | 0
|  | 8545 | 26.8485 | 0
|  | 8546 | 26.0681 | 0
|  | 8547 | 25.2877 | 0
|  | 8548 | 24.5074 | 0
|  | 8549 | 23.7271 | 0
|  | 8550 | 22.9469 | 0
|  | 8551 | 21.3885 | 0
|  | 8552 | 15.0329 | 0
|  | 8553 | 12.9706 | 0
|  | 8554 | 12.9705 | 0
|  | 8555 | 12.9705 | 0
|  | 8556 | 12.9705 | 0
|  | 8557 | 12.9705 | 0
|  | 8558 | 12.9704 | 0
|  | 8559 | 25.6412 | 0
|  | 8560 | 42.0335 | 0
|  | 8561 | 50.6074 | 0
|  | 8562 | 49.6975 | 0
|  | 8563 | 47.6324 | 0
|  | 8564 | 40.8977 | 0
|  | 8565 | 32.7345 | 0
|  | 8566 | 30.7984 | 0
|  | 8567 | 29.2393 | 0
|  | 8568 | 27.6804 | 0
|  | 8569 | 26.8999 | 0
|  | 8570 | 26.1194 | 0
|  | 8571 | 25.3391 | 0
|  | 8572 | 24.5587 | 0
|  | 8573 | 23.7785 | 0
|  | 8574 | 22.9983 | 0
|  | 8575 | 21.4399 | 0
|  | 8576 | 15.0842 | 0
|  | 8577 | 13.0219 | 0
|  | 8578 | 13.0209 | 0
|  | 8579 | 13.0198 | 0
|  | 8580 | 17.7629 | 0
|  | 8581 | 28.8606 | 0
|  | 8582 | 34.7047 | 0
|  | 8583 | 42.1868 | 0
|  | 8584 | 48.4129 | 0
|  | 8585 | 50.4946 | 0
|  | 8586 | 49.5847 | 0
|  | 8587 | 47.5197 | 0
|  | 8588 | 40.785 | 0
|  | 8589 | 32.6218 | 0
|  | 8590 | 30.6857 | 0
|  | 8591 | 29.1266 | 0
|  | 8592 | 27.5677 | 0
|  | 8593 | 26.7872 | 0
|  | 8594 | 26.0068 | 0
|  | 8595 | 25.2264 | 0
|  | 8596 | 24.4461 | 0
|  | 8597 | 23.6658 | 0
|  | 8598 | 22.8857 | 0
|  | 8599 | 21.3272 | 0
|  | 8600 | 14.9716 | 0
|  | 8601 | 12.9093 | 0
|  | 8602 | 12.9083 | 0
|  | 8603 | 12.9072 | 0
|  | 8604 | 17.6503 | 0
|  | 8605 | 28.748 | 0
|  | 8606 | 34.5921 | 0
|  | 8607 | 42.0742 | 0
|  | 8608 | 48.3003 | 0
|  | 8609 | 50.3821 | 0
|  | 8610 | 49.4722 | 0
|  | 8611 | 47.4071 | 0
|  | 8612 | 40.6725 | 0
|  | 8613 | 32.5093 | 0
|  | 8614 | 30.5732 | 0
|  | 8615 | 29.0141 | 0
|  | 8616 | 27.4552 | 0
|  | 8617 | 26.6747 | 0
|  | 8618 | 25.8943 | 0
|  | 8619 | 25.1139 | 0
|  | 8620 | 24.3336 | 0
|  | 8621 | 23.5534 | 0
|  | 8622 | 22.7732 | 0
|  | 8623 | 21.2148 | 0
|  | 8624 | 14.8592 | 0
|  | 8625 | 12.7969 | 0
|  | 8626 | 12.7959 | 0
|  | 8627 | 12.7948 | 0
|  | 8628 | 18.236 | 0
|  | 8629 | 25.7854 | 0
|  | 8630 | 34.012 | 0
|  | 8631 | 42.0431 | 0
|  | 8632 | 47.6392 | 0
|  | 8633 | 50.4262 | 0
|  | 8634 | 49.5163 | 0
|  | 8635 | 47.4512 | 0
|  | 8636 | 40.7165 | 0
|  | 8637 | 32.5534 | 0
|  | 8638 | 30.6172 | 0
|  | 8639 | 29.0582 | 0
|  | 8640 | 27.4993 | 0
|  | 8641 | 26.7188 | 0
|  | 8642 | 25.9384 | 0
|  | 8643 | 25.158 | 0
|  | 8644 | 24.3777 | 0
|  | 8645 | 23.5975 | 0
|  | 8646 | 22.8173 | 0
|  | 8647 | 21.2589 | 0
|  | 8648 | 14.9032 | 0
|  | 8649 | 12.8409 | 0
|  | 8650 | 12.8399 | 0
|  | 8651 | 12.8389 | 0
|  | 8652 | 18.28 | 0
|  | 8653 | 25.8294 | 0
|  | 8654 | 34.056 | 0
|  | 8655 | 42.0871 | 0
|  | 8656 | 47.6832 | 0
|  | 8657 | 50.4702 | 0
|  | 8658 | 49.5603 | 0
|  | 8659 | 47.4952 | 0
|  | 8660 | 40.7605 | 0
|  | 8661 | 32.5974 | 0
|  | 8662 | 30.6612 | 0
|  | 8663 | 29.1022 | 0
|  | 8664 | 27.5433 | 0
|  | 8665 | 26.7628 | 0
|  | 8666 | 25.9824 | 0
|  | 8667 | 25.202 | 0
|  | 8668 | 24.4217 | 0
|  | 8669 | 23.6414 | 0
|  | 8670 | 22.8612 | 0
|  | 8671 | 21.3028 | 0
|  | 8672 | 14.9472 | 0
|  | 8673 | 12.8849 | 0
|  | 8674 | 12.8849 | 0
|  | 8675 | 12.8849 | 0
|  | 8676 | 12.8848 | 0
|  | 8677 | 12.8848 | 0
|  | 8678 | 12.8848 | 0
|  | 8679 | 25.5556 | 0
|  | 8680 | 41.9479 | 0
|  | 8681 | 50.5218 | 0
|  | 8682 | 49.6119 | 0
|  | 8683 | 47.5468 | 0
|  | 8684 | 40.8121 | 0
|  | 8685 | 32.649 | 0
|  | 8686 | 30.7128 | 0
|  | 8687 | 29.1538 | 0
|  | 8688 | 27.5948 | 0
|  | 8689 | 26.8143 | 0
|  | 8690 | 26.0339 | 0
|  | 8691 | 25.2535 | 0
|  | 8692 | 24.4732 | 0
|  | 8693 | 23.693 | 0
|  | 8694 | 22.9128 | 0
|  | 8695 | 21.3544 | 0
|  | 8696 | 14.9987 | 0
|  | 8697 | 12.9364 | 0
|  | 8698 | 12.9364 | 0
|  | 8699 | 12.9364 | 0
|  | 8700 | 12.9363 | 0
|  | 8701 | 12.9363 | 0
|  | 8702 | 12.9363 | 0
|  | 8703 | 25.6071 | 0
|  | 8704 | 41.9994 | 0
|  | 8705 | 50.5733 | 0
|  | 8706 | 49.6634 | 0
|  | 8707 | 47.5983 | 0
|  | 8708 | 40.8636 | 0
|  | 8709 | 32.7004 | 0
|  | 8710 | 30.7643 | 0
|  | 8711 | 29.2052 | 0
|  | 8712 | 27.6463 | 0
|  | 8713 | 26.8658 | 0
|  | 8714 | 26.0854 | 0
|  | 8715 | 25.305 | 0
|  | 8716 | 24.5247 | 0
|  | 8717 | 23.7444 | 0
|  | 8718 | 22.9642 | 0
|  | 8719 | 21.4058 | 0
|  | 8720 | 15.0502 | 0
|  | 8721 | 12.9878 | 0
|  | 8722 | 12.9878 | 0
|  | 8723 | 12.9878 | 0
|  | 8724 | 12.9878 | 0
|  | 8725 | 12.9877 | 0
|  | 8726 | 12.9877 | 0
|  | 8727 | 25.6585 | 0
|  | 8728 | 42.0508 | 0
|  | 8729 | 50.6247 | 0
|  | 8730 | 49.7148 | 0
|  | 8731 | 47.6497 | 0
|  | 8732 | 40.915 | 0
|  | 8733 | 32.7518 | 0
|  | 8734 | 30.8156 | 0
|  | 8735 | 29.2566 | 0
|  | 8736 | 27.6977 | 0
|  | 8737 | 26.9171 | 0
|  | 8738 | 26.1367 | 0
|  | 8739 | 25.3563 | 0
|  | 8740 | 24.576 | 0
|  | 8741 | 23.7957 | 0
|  | 8742 | 23.0155 | 0
|  | 8743 | 21.4571 | 0
|  | 8744 | 15.1015 | 0
|  | 8745 | 13.0392 | 0
|  | 8746 | 13.0391 | 0
|  | 8747 | 13.0391 | 0
|  | 8748 | 13.0391 | 0
|  | 8749 | 13.039 | 0
|  | 8750 | 13.039 | 0
|  | 8751 | 14.1361 | 0
|  | 8752 | 37.5883 | 0
|  | 8753 | 48.6969 | 0
|  | 8754 | 49.5868 | 0
|  | 8755 | 47.5217 | 0
|  | 8756 | 40.787 | 0
|  | 8757 | 32.6238 | 0
|  | 8758 | 30.6877 | 0
|  | 8759 | 29.1286 | 0
|  | 8760 | 27.5697 | 0
| HS_IP_Building1 | 1 | 0 | 9753.3333
|  | 2 | 0 | 9753.3333
|  | 3 | 0 | 9753.3333
|  | 4 | 0 | 9753.3333
|  | 5 | 0 | 9753.3333
|  | 6 | 0 | 9753.3333
|  | 7 | 0 | 9753.3333
|  | 8 | 0 | 9753.3333
|  | 9 | 0 | 9753.3333
|  | 10 | 0 | 9753.3333
|  | 11 | 0 | 9753.3333
|  | 12 | 0 | 9753.3333
|  | 13 | 0 | 9753.3333
|  | 14 | 0 | 9753.3333
|  | 15 | 0 | 9753.3333
|  | 16 | 0 | 9753.3333
|  | 17 | 0 | 9753.3333
|  | 18 | 0 | 9753.3333
|  | 19 | 0 | 9753.3333
|  | 20 | 0 | 9753.3333
|  | 21 | 0 | 9753.3333
|  | 22 | 0 | 9753.3333
|  | 23 | 0 | 9753.3333
|  | 24 | 0 | 9753.3333
|  | 25 | 0 | 9753.3333
|  | 26 | 0 | 9753.3333
|  | 27 | 0 | 9753.3333
|  | 28 | 0 | 9753.3333
|  | 29 | 0 | 9753.3333
|  | 30 | 0 | 9753.3333
|  | 31 | 0 | 9753.3333
|  | 32 | 0 | 9753.3333
|  | 33 | 0 | 9753.3333
|  | 34 | 0 | 9753.3333
|  | 35 | 0 | 9753.3333
|  | 36 | 0 | 9753.3333
|  | 37 | 0 | 9753.3333
|  | 38 | 0 | 9753.3333
|  | 39 | 0 | 9753.3333
|  | 40 | 0 | 9753.3333
|  | 41 | 0 | 9753.3333
|  | 42 | 0 | 9753.3333
|  | 43 | 0 | 9753.3333
|  | 44 | 0 | 9753.3333
|  | 45 | 0 | 9753.3333
|  | 46 | 0 | 9753.3333
|  | 47 | 0 | 9753.3333
|  | 48 | 0 | 9753.3333
|  | 49 | 0 | 9753.3333
|  | 50 | 0 | 9753.3333
|  | 51 | 0 | 9753.3333
|  | 52 | 0 | 9753.3333
|  | 53 | 0 | 9753.3333
|  | 54 | 0 | 9753.3333
|  | 55 | 0 | 9753.3333
|  | 56 | 0 | 9753.3333
|  | 57 | 0 | 9753.3333
|  | 58 | 0 | 9753.3333
|  | 59 | 0 | 9753.3333
|  | 60 | 0 | 9753.3333
|  | 61 | 0 | 9753.3333
|  | 62 | 0 | 9753.3333
|  | 63 | 0 | 9753.3333
|  | 64 | 0 | 9753.3333
|  | 65 | 0 | 9753.3333
|  | 66 | 0 | 9753.3333
|  | 67 | 0 | 9753.3333
|  | 68 | 0 | 9753.3333
|  | 69 | 0 | 9753.3333
|  | 70 | 0 | 9753.3333
|  | 71 | 0 | 9753.3333
|  | 72 | 0 | 9753.3333
|  | 73 | 0 | 9753.3333
|  | 74 | 0 | 9753.3333
|  | 75 | 0 | 9753.3333
|  | 76 | 0 | 9753.3333
|  | 77 | 0 | 9753.3333
|  | 78 | 0 | 9753.3333
|  | 79 | 0 | 9753.3333
|  | 80 | 0 | 9753.3333
|  | 81 | 0 | 9753.3333
|  | 82 | 0 | 9753.3333
|  | 83 | 0 | 9753.3333
|  | 84 | 0 | 9753.3333
|  | 85 | 0 | 9753.3333
|  | 86 | 0 | 9753.3333
|  | 87 | 0 | 9753.3333
|  | 88 | 0 | 9753.3333
|  | 89 | 0 | 9753.3333
|  | 90 | 0 | 9753.3333
|  | 91 | 0 | 9753.3333
|  | 92 | 0 | 9753.3333
|  | 93 | 0 | 9753.3333
|  | 94 | 0 | 9753.3333
|  | 95 | 0 | 9753.3333
|  | 96 | 0 | 9753.3333
|  | 97 | 0 | 9753.3333
|  | 98 | 0 | 9753.3333
|  | 99 | 0 | 9753.3333
|  | 100 | 0 | 9753.3333
|  | 101 | 0 | 9753.3333
|  | 102 | 0 | 9753.3333
|  | 103 | 0 | 9753.3333
|  | 104 | 0 | 9753.3333
|  | 105 | 0 | 9753.3333
|  | 106 | 0 | 9753.3333
|  | 107 | 0 | 9753.3333
|  | 108 | 0 | 9753.3333
|  | 109 | 0 | 9753.3333
|  | 110 | 0 | 9753.3333
|  | 111 | 0 | 9753.3333
|  | 112 | 0 | 9753.3333
|  | 113 | 0 | 9753.3333
|  | 114 | 0 | 9753.3333
|  | 115 | 0 | 9753.3333
|  | 116 | 0 | 9753.3333
|  | 117 | 0 | 9753.3333
|  | 118 | 0 | 9753.3333
|  | 119 | 0 | 9753.3333
|  | 120 | 0 | 9753.3333
|  | 121 | 0 | 9753.3333
|  | 122 | 0 | 9753.3333
|  | 123 | 0 | 9753.3333
|  | 124 | 0 | 9753.3333
|  | 125 | 0 | 9753.3333
|  | 126 | 0 | 9753.3333
|  | 127 | 0 | 9753.3333
|  | 128 | 0 | 9753.3333
|  | 129 | 0 | 9753.3333
|  | 130 | 0 | 9753.3333
|  | 131 | 0 | 9753.3333
|  | 132 | 0 | 9753.3333
|  | 133 | 0 | 9753.3333
|  | 134 | 0 | 9753.3333
|  | 135 | 0 | 9753.3333
|  | 136 | 0 | 9753.3333
|  | 137 | 0 | 9753.3333
|  | 138 | 0 | 9753.3333
|  | 139 | 0 | 9753.3333
|  | 140 | 0 | 9753.3333
|  | 141 | 0 | 9753.3333
|  | 142 | 0 | 9753.3333
|  | 143 | 0 | 9753.3333
|  | 144 | 0 | 9753.3333
|  | 145 | 0 | 9753.3333
|  | 146 | 0 | 9753.3333
|  | 147 | 0 | 9753.3333
|  | 148 | 0 | 9753.3333
|  | 149 | 0 | 9753.3333
|  | 150 | 0 | 9753.3333
|  | 151 | 0 | 9753.3333
|  | 152 | 0 | 9753.3333
|  | 153 | 0 | 9753.3333
|  | 154 | 0 | 9753.3333
|  | 155 | 0 | 9753.3333
|  | 156 | 0 | 9753.3333
|  | 157 | 0 | 9753.3333
|  | 158 | 0 | 9753.3333
|  | 159 | 0 | 9753.3333
|  | 160 | 0 | 9753.3333
|  | 161 | 0 | 9753.3333
|  | 162 | 0 | 9753.3333
|  | 163 | 0 | 9753.3333
|  | 164 | 0 | 9753.3333
|  | 165 | 0 | 9753.3333
|  | 166 | 0 | 9753.3333
|  | 167 | 0 | 9753.3333
|  | 168 | 0 | 9753.3333
|  | 169 | 0 | 9753.3333
|  | 170 | 0 | 9753.3333
|  | 171 | 0 | 9753.3333
|  | 172 | 0 | 9753.3333
|  | 173 | 0 | 9753.3333
|  | 174 | 0 | 9753.3333
|  | 175 | 0 | 9753.3333
|  | 176 | 0 | 9753.3333
|  | 177 | 0 | 9753.3333
|  | 178 | 0 | 9753.3333
|  | 179 | 0 | 9753.3333
|  | 180 | 0 | 9753.3333
|  | 181 | 0 | 9753.3333
|  | 182 | 0 | 9753.3333
|  | 183 | 0 | 9753.3333
|  | 184 | 0 | 9753.3333
|  | 185 | 0 | 9753.3333
|  | 186 | 0 | 9753.3333
|  | 187 | 0 | 9753.3333
|  | 188 | 0 | 9753.3333
|  | 189 | 0 | 9753.3333
|  | 190 | 0 | 9753.3333
|  | 191 | 0 | 9753.3333
|  | 192 | 0 | 9753.3333
|  | 193 | 0 | 9753.3333
|  | 194 | 0 | 9753.3333
|  | 195 | 0 | 9753.3333
|  | 196 | 0 | 9753.3333
|  | 197 | 0 | 9753.3333
|  | 198 | 0 | 9753.3333
|  | 199 | 0 | 9753.3333
|  | 200 | 0 | 9753.3333
|  | 201 | 0 | 9753.3333
|  | 202 | 0 | 9753.3333
|  | 203 | 0 | 9753.3333
|  | 204 | 0 | 9753.3333
|  | 205 | 0 | 9753.3333
|  | 206 | 0 | 9753.3333
|  | 207 | 0 | 9753.3333
|  | 208 | 0 | 9753.3333
|  | 209 | 0 | 9753.3333
|  | 210 | 0 | 9753.3333
|  | 211 | 0 | 9753.3333
|  | 212 | 0 | 9753.3333
|  | 213 | 0 | 9753.3333
|  | 214 | 0 | 9753.3333
|  | 215 | 0 | 9753.3333
|  | 216 | 0 | 9753.3333
|  | 217 | 0 | 9753.3333
|  | 218 | 0 | 9753.3333
|  | 219 | 0 | 9753.3333
|  | 220 | 0 | 9753.3333
|  | 221 | 0 | 9753.3333
|  | 222 | 0 | 9753.3333
|  | 223 | 0 | 9753.3333
|  | 224 | 0 | 9753.3333
|  | 225 | 0 | 9753.3333
|  | 226 | 0 | 9753.3333
|  | 227 | 0 | 9753.3333
|  | 228 | 0 | 9753.3333
|  | 229 | 0 | 9753.3333
|  | 230 | 0 | 9753.3333
|  | 231 | 0 | 9753.3333
|  | 232 | 0 | 9753.3333
|  | 233 | 0 | 9753.3333
|  | 234 | 0 | 9753.3333
|  | 235 | 0 | 9753.3333
|  | 236 | 0 | 9753.3333
|  | 237 | 0 | 9753.3333
|  | 238 | 0 | 9753.3333
|  | 239 | 0 | 9753.3333
|  | 240 | 0 | 9753.3333
|  | 241 | 0 | 9753.3333
|  | 242 | 0 | 9753.3333
|  | 243 | 0 | 9753.3333
|  | 244 | 0 | 9753.3333
|  | 245 | 0 | 9753.3333
|  | 246 | 0 | 9753.3333
|  | 247 | 0 | 9753.3333
|  | 248 | 0 | 9753.3333
|  | 249 | 0 | 9753.3333
|  | 250 | 0 | 9753.3333
|  | 251 | 0 | 9753.3333
|  | 252 | 0 | 9753.3333
|  | 253 | 0 | 9753.3333
|  | 254 | 0 | 9753.3333
|  | 255 | 0 | 9753.3333
|  | 256 | 0 | 9753.3333
|  | 257 | 0 | 9753.3333
|  | 258 | 0 | 9753.3333
|  | 259 | 0 | 9753.3333
|  | 260 | 0 | 9753.3333
|  | 261 | 0 | 9753.3333
|  | 262 | 0 | 9753.3333
|  | 263 | 0 | 9753.3333
|  | 264 | 0 | 9753.3333
|  | 265 | 0 | 9753.3333
|  | 266 | 0 | 9753.3333
|  | 267 | 0 | 9753.3333
|  | 268 | 0 | 9753.3333
|  | 269 | 0 | 9753.3333
|  | 270 | 0 | 9753.3333
|  | 271 | 0 | 9753.3333
|  | 272 | 0 | 9753.3333
|  | 273 | 0 | 9753.3333
|  | 274 | 0 | 9753.3333
|  | 275 | 0 | 9753.3333
|  | 276 | 0 | 9753.3333
|  | 277 | 0 | 9753.3333
|  | 278 | 0 | 9753.3333
|  | 279 | 0 | 9753.3333
|  | 280 | 0 | 9753.3333
|  | 281 | 0 | 9753.3333
|  | 282 | 0 | 9753.3333
|  | 283 | 0 | 9753.3333
|  | 284 | 0 | 9753.3333
|  | 285 | 0 | 9753.3333
|  | 286 | 0 | 9753.3333
|  | 287 | 0 | 9753.3333
|  | 288 | 0 | 9753.3333
|  | 289 | 0 | 9753.3333
|  | 290 | 0 | 9753.3333
|  | 291 | 0 | 9753.3333
|  | 292 | 0 | 9753.3333
|  | 293 | 0 | 9753.3333
|  | 294 | 0 | 9753.3333
|  | 295 | 0 | 9753.3333
|  | 296 | 0 | 9753.3333
|  | 297 | 0 | 9753.3333
|  | 298 | 0 | 9753.3333
|  | 299 | 0 | 9753.3333
|  | 300 | 0 | 9753.3333
|  | 301 | 0 | 9753.3333
|  | 302 | 0 | 9753.3333
|  | 303 | 0 | 9753.3333
|  | 304 | 0 | 9753.3333
|  | 305 | 0 | 9753.3333
|  | 306 | 0 | 9753.3333
|  | 307 | 0 | 9753.3333
|  | 308 | 0 | 9753.3333
|  | 309 | 0 | 9753.3333
|  | 310 | 0 | 9753.3333
|  | 311 | 0 | 9753.3333
|  | 312 | 0 | 9753.3333
|  | 313 | 0 | 9753.3333
|  | 314 | 0 | 9753.3333
|  | 315 | 0 | 9753.3333
|  | 316 | 0 | 9753.3333
|  | 317 | 0 | 9753.3333
|  | 318 | 0 | 9753.3333
|  | 319 | 0 | 9753.3333
|  | 320 | 0 | 9753.3333
|  | 321 | 0 | 9753.3333
|  | 322 | 0 | 9753.3333
|  | 323 | 0 | 9753.3333
|  | 324 | 0 | 9753.3333
|  | 325 | 0 | 9753.3333
|  | 326 | 0 | 9753.3333
|  | 327 | 0 | 9753.3333
|  | 328 | 0 | 9753.3333
|  | 329 | 0 | 9753.3333
|  | 330 | 0 | 9753.3333
|  | 331 | 0 | 9753.3333
|  | 332 | 0 | 9753.3333
|  | 333 | 0 | 9753.3333
|  | 334 | 0 | 9753.3333
|  | 335 | 0 | 9753.3333
|  | 336 | 0 | 9753.3333
|  | 337 | 0 | 9753.3333
|  | 338 | 0 | 9753.3333
|  | 339 | 0 | 9753.3333
|  | 340 | 0 | 9753.3333
|  | 341 | 0 | 9753.3333
|  | 342 | 0 | 9753.3333
|  | 343 | 0 | 9753.3333
|  | 344 | 0 | 9753.3333
|  | 345 | 0 | 9753.3333
|  | 346 | 0 | 9753.3333
|  | 347 | 0 | 9753.3333
|  | 348 | 0 | 9753.3333
|  | 349 | 0 | 9753.3333
|  | 350 | 0 | 9753.3333
|  | 351 | 0 | 9753.3333
|  | 352 | 0 | 9753.3333
|  | 353 | 0 | 9753.3333
|  | 354 | 0 | 9753.3333
|  | 355 | 0 | 9753.3333
|  | 356 | 0 | 9753.3333
|  | 357 | 0 | 9753.3333
|  | 358 | 0 | 9753.3333
|  | 359 | 0 | 9753.3333
|  | 360 | 0 | 9753.3333
|  | 361 | 0 | 9753.3333
|  | 362 | 0 | 9753.3333
|  | 363 | 0 | 9753.3333
|  | 364 | 0 | 9753.3333
|  | 365 | 0 | 9753.3333
|  | 366 | 0 | 9753.3333
|  | 367 | 0 | 9753.3333
|  | 368 | 0 | 9753.3333
|  | 369 | 0 | 9753.3333
|  | 370 | 0 | 9753.3333
|  | 371 | 0 | 9753.3333
|  | 372 | 0 | 9753.3333
|  | 373 | 0 | 9753.3333
|  | 374 | 0 | 9753.3333
|  | 375 | 0 | 9753.3333
|  | 376 | 0 | 9753.3333
|  | 377 | 0 | 9753.3333
|  | 378 | 0 | 9753.3333
|  | 379 | 0 | 9753.3333
|  | 380 | 0 | 9753.3333
|  | 381 | 0 | 9753.3333
|  | 382 | 0 | 9753.3333
|  | 383 | 0 | 9753.3333
|  | 384 | 0 | 9753.3333
|  | 385 | 0 | 9753.3333
|  | 386 | 0 | 9753.3333
|  | 387 | 0 | 9753.3333
|  | 388 | 0 | 9753.3333
|  | 389 | 0 | 9753.3333
|  | 390 | 0 | 9753.3333
|  | 391 | 0 | 9753.3333
|  | 392 | 0 | 9753.3333
|  | 393 | 0 | 9753.3333
|  | 394 | 0 | 9753.3333
|  | 395 | 0 | 9753.3333
|  | 396 | 0 | 9753.3333
|  | 397 | 0 | 9753.3333
|  | 398 | 0 | 9753.3333
|  | 399 | 0 | 9753.3333
|  | 400 | 0 | 9753.3333
|  | 401 | 0 | 9753.3333
|  | 402 | 0 | 9753.3333
|  | 403 | 0 | 9753.3333
|  | 404 | 0 | 9753.3333
|  | 405 | 0 | 9753.3333
|  | 406 | 0 | 9753.3333
|  | 407 | 0 | 9753.3333
|  | 408 | 0 | 9753.3333
|  | 409 | 0 | 9753.3333
|  | 410 | 0 | 9753.3333
|  | 411 | 0 | 9753.3333
|  | 412 | 0 | 9753.3333
|  | 413 | 0 | 9753.3333
|  | 414 | 0 | 9753.3333
|  | 415 | 0 | 9753.3333
|  | 416 | 0 | 9753.3333
|  | 417 | 0 | 9753.3333
|  | 418 | 0 | 9753.3333
|  | 419 | 0 | 9753.3333
|  | 420 | 0 | 9753.3333
|  | 421 | 0 | 9753.3333
|  | 422 | 0 | 9753.3333
|  | 423 | 0 | 9753.3333
|  | 424 | 0 | 9753.3333
|  | 425 | 0 | 9753.3333
|  | 426 | 0 | 9753.3333
|  | 427 | 0 | 9753.3333
|  | 428 | 0 | 9753.3333
|  | 429 | 0 | 9753.3333
|  | 430 | 0 | 9753.3333
|  | 431 | 0 | 9753.3333
|  | 432 | 0 | 9753.3333
|  | 433 | 0 | 9753.3333
|  | 434 | 0 | 9753.3333
|  | 435 | 0 | 9753.3333
|  | 436 | 0 | 9753.3333
|  | 437 | 0 | 9753.3333
|  | 438 | 0 | 9753.3333
|  | 439 | 0 | 9753.3333
|  | 440 | 0 | 9753.3333
|  | 441 | 0 | 9753.3333
|  | 442 | 0 | 9753.3333
|  | 443 | 0 | 9753.3333
|  | 444 | 0 | 9753.3333
|  | 445 | 0 | 9753.3333
|  | 446 | 0 | 9753.3333
|  | 447 | 0 | 9753.3333
|  | 448 | 0 | 9753.3333
|  | 449 | 0 | 9753.3333
|  | 450 | 0 | 9753.3333
|  | 451 | 0 | 9753.3333
|  | 452 | 0 | 9753.3333
|  | 453 | 0 | 9753.3333
|  | 454 | 0 | 9753.3333
|  | 455 | 0 | 9753.3333
|  | 456 | 0 | 9753.3333
|  | 457 | 0 | 9753.3333
|  | 458 | 0 | 9753.3333
|  | 459 | 0 | 9753.3333
|  | 460 | 0 | 9753.3333
|  | 461 | 0 | 9753.3333
|  | 462 | 0 | 9753.3333
|  | 463 | 0 | 9753.3333
|  | 464 | 0 | 9753.3333
|  | 465 | 0 | 9753.3333
|  | 466 | 0 | 9753.3333
|  | 467 | 0 | 9753.3333
|  | 468 | 0 | 9753.3333
|  | 469 | 0 | 9753.3333
|  | 470 | 0 | 9753.3333
|  | 471 | 0 | 9753.3333
|  | 472 | 0 | 9753.3333
|  | 473 | 0 | 9753.3333
|  | 474 | 0 | 9753.3333
|  | 475 | 0 | 9753.3333
|  | 476 | 0 | 9753.3333
|  | 477 | 0 | 9753.3333
|  | 478 | 0 | 9753.3333
|  | 479 | 0 | 9753.3333
|  | 480 | 0 | 9753.3333
|  | 481 | 0 | 9753.3333
|  | 482 | 0 | 9753.3333
|  | 483 | 0 | 9753.3333
|  | 484 | 0 | 9753.3333
|  | 485 | 0 | 9753.3333
|  | 486 | 0 | 9753.3333
|  | 487 | 0 | 9753.3333
|  | 488 | 0 | 9753.3333
|  | 489 | 0 | 9753.3333
|  | 490 | 0 | 9753.3333
|  | 491 | 0 | 9753.3333
|  | 492 | 0 | 9753.3333
|  | 493 | 0 | 9753.3333
|  | 494 | 0 | 9753.3333
|  | 495 | 0 | 9753.3333
|  | 496 | 0 | 9753.3333
|  | 497 | 0 | 9753.3333
|  | 498 | 0 | 9753.3333
|  | 499 | 0 | 9753.3333
|  | 500 | 0 | 9753.3333
|  | 501 | 0 | 9753.3333
|  | 502 | 0 | 9753.3333
|  | 503 | 0 | 9753.3333
|  | 504 | 0 | 9753.3333
|  | 505 | 0 | 9753.3333
|  | 506 | 0 | 9753.3333
|  | 507 | 0 | 9753.3333
|  | 508 | 0 | 9753.3333
|  | 509 | 0 | 9753.3333
|  | 510 | 0 | 9753.3333
|  | 511 | 0 | 9753.3333
|  | 512 | 0 | 9753.3333
|  | 513 | 0 | 9753.3333
|  | 514 | 0 | 9753.3333
|  | 515 | 0 | 9753.3333
|  | 516 | 0 | 9753.3333
|  | 517 | 0 | 9753.3333
|  | 518 | 0 | 9753.3333
|  | 519 | 0 | 9753.3333
|  | 520 | 0 | 9753.3333
|  | 521 | 0 | 9753.3333
|  | 522 | 0 | 9753.3333
|  | 523 | 0 | 9753.3333
|  | 524 | 0 | 9753.3333
|  | 525 | 0 | 9753.3333
|  | 526 | 0 | 9753.3333
|  | 527 | 0 | 9753.3333
|  | 528 | 0 | 9753.3333
|  | 529 | 0 | 9753.3333
|  | 530 | 0 | 9753.3333
|  | 531 | 0 | 9753.3333
|  | 532 | 0 | 9753.3333
|  | 533 | 0 | 9753.3333
|  | 534 | 0 | 9753.3333
|  | 535 | 0 | 9753.3333
|  | 536 | 0 | 9753.3333
|  | 537 | 0 | 9753.3333
|  | 538 | 0 | 9753.3333
|  | 539 | 0 | 9753.3333
|  | 540 | 0 | 9753.3333
|  | 541 | 0 | 9753.3333
|  | 542 | 0 | 9753.3333
|  | 543 | 0 | 9753.3333
|  | 544 | 0 | 9753.3333
|  | 545 | 0 | 9753.3333
|  | 546 | 0 | 9753.3333
|  | 547 | 0 | 9753.3333
|  | 548 | 0 | 9753.3333
|  | 549 | 0 | 9753.3333
|  | 550 | 0 | 9753.3333
|  | 551 | 0 | 9753.3333
|  | 552 | 0 | 9753.3333
|  | 553 | 0 | 9753.3333
|  | 554 | 0 | 9753.3333
|  | 555 | 0 | 9753.3333
|  | 556 | 0 | 9753.3333
|  | 557 | 0 | 9753.3333
|  | 558 | 0 | 9753.3333
|  | 559 | 0 | 9753.3333
|  | 560 | 0 | 9753.3333
|  | 561 | 0 | 9753.3333
|  | 562 | 0 | 9753.3333
|  | 563 | 0 | 9753.3333
|  | 564 | 0 | 9753.3333
|  | 565 | 0 | 9753.3333
|  | 566 | 0 | 9753.3333
|  | 567 | 0 | 9753.3333
|  | 568 | 0 | 9753.3333
|  | 569 | 0 | 9753.3333
|  | 570 | 0 | 9753.3333
|  | 571 | 0 | 9753.3333
|  | 572 | 0 | 9753.3333
|  | 573 | 0 | 9753.3333
|  | 574 | 0 | 9753.3333
|  | 575 | 0 | 9753.3333
|  | 576 | 0 | 9753.3333
|  | 577 | 0 | 9753.3333
|  | 578 | 0 | 9753.3333
|  | 579 | 0 | 9753.3333
|  | 580 | 0 | 9753.3333
|  | 581 | 0 | 9753.3333
|  | 582 | 0 | 9753.3333
|  | 583 | 0 | 9753.3333
|  | 584 | 0 | 9753.3333
|  | 585 | 0 | 9753.3333
|  | 586 | 0 | 9753.3333
|  | 587 | 0 | 9753.3333
|  | 588 | 0 | 9753.3333
|  | 589 | 0 | 9753.3333
|  | 590 | 0 | 9753.3333
|  | 591 | 0 | 9753.3333
|  | 592 | 0 | 9753.3333
|  | 593 | 0 | 9753.3333
|  | 594 | 0 | 9753.3333
|  | 595 | 0 | 9753.3333
|  | 596 | 0 | 9753.3333
|  | 597 | 0 | 9753.3333
|  | 598 | 0 | 9753.3333
|  | 599 | 0 | 9753.3333
|  | 600 | 0 | 9753.3333
|  | 601 | 0 | 9753.3333
|  | 602 | 0 | 9753.3333
|  | 603 | 0 | 9753.3333
|  | 604 | 0 | 9753.3333
|  | 605 | 0 | 9753.3333
|  | 606 | 0 | 9753.3333
|  | 607 | 0 | 9753.3333
|  | 608 | 0 | 9753.3333
|  | 609 | 0 | 9753.3333
|  | 610 | 0 | 9753.3333
|  | 611 | 0 | 9753.3333
|  | 612 | 0 | 9753.3333
|  | 613 | 0 | 9753.3333
|  | 614 | 0 | 9753.3333
|  | 615 | 0 | 9753.3333
|  | 616 | 0 | 9753.3333
|  | 617 | 0 | 9753.3333
|  | 618 | 0 | 9753.3333
|  | 619 | 0 | 9753.3333
|  | 620 | 0 | 9753.3333
|  | 621 | 0 | 9753.3333
|  | 622 | 0 | 9753.3333
|  | 623 | 0 | 9753.3333
|  | 624 | 0 | 9753.3333
|  | 625 | 0 | 9753.3333
|  | 626 | 0 | 9753.3333
|  | 627 | 0 | 9753.3333
|  | 628 | 0 | 9753.3333
|  | 629 | 0 | 9753.3333
|  | 630 | 0 | 9753.3333
|  | 631 | 0 | 9753.3333
|  | 632 | 0 | 9753.3333
|  | 633 | 0 | 9753.3333
|  | 634 | 0 | 9753.3333
|  | 635 | 0 | 9753.3333
|  | 636 | 0 | 9753.3333
|  | 637 | 0 | 9753.3333
|  | 638 | 0 | 9753.3333
|  | 639 | 0 | 9753.3333
|  | 640 | 0 | 9753.3333
|  | 641 | 0 | 9753.3333
|  | 642 | 0 | 9753.3333
|  | 643 | 0 | 9753.3333
|  | 644 | 0 | 9753.3333
|  | 645 | 0 | 9753.3333
|  | 646 | 0 | 9753.3333
|  | 647 | 0 | 9753.3333
|  | 648 | 0 | 9753.3333
|  | 649 | 0 | 9753.3333
|  | 650 | 0 | 9753.3333
|  | 651 | 0 | 9753.3333
|  | 652 | 0 | 9753.3333
|  | 653 | 0 | 9753.3333
|  | 654 | 0 | 9753.3333
|  | 655 | 0 | 9753.3333
|  | 656 | 0 | 9753.3333
|  | 657 | 0 | 9753.3333
|  | 658 | 0 | 9753.3333
|  | 659 | 0 | 9753.3333
|  | 660 | 0 | 9753.3333
|  | 661 | 0 | 9753.3333
|  | 662 | 0 | 9753.3333
|  | 663 | 0 | 9753.3333
|  | 664 | 0 | 9753.3333
|  | 665 | 0 | 9753.3333
|  | 666 | 0 | 9753.3333
|  | 667 | 0 | 9753.3333
|  | 668 | 0 | 9753.3333
|  | 669 | 0 | 9753.3333
|  | 670 | 0 | 9753.3333
|  | 671 | 0 | 9753.3333
|  | 672 | 0 | 9753.3333
|  | 673 | 0 | 9753.3333
|  | 674 | 0 | 9753.3333
|  | 675 | 0 | 9753.3333
|  | 676 | 0 | 9753.3333
|  | 677 | 0 | 9753.3333
|  | 678 | 0 | 9753.3333
|  | 679 | 0 | 9753.3333
|  | 680 | 0 | 9753.3333
|  | 681 | 0 | 9753.3333
|  | 682 | 0 | 9753.3333
|  | 683 | 0 | 9753.3333
|  | 684 | 0 | 9753.3333
|  | 685 | 0 | 9753.3333
|  | 686 | 0 | 9753.3333
|  | 687 | 0 | 9753.3333
|  | 688 | 0 | 9753.3333
|  | 689 | 0 | 9753.3333
|  | 690 | 0 | 9753.3333
|  | 691 | 0 | 9753.3333
|  | 692 | 0 | 9753.3333
|  | 693 | 0 | 9753.3333
|  | 694 | 0 | 9753.3333
|  | 695 | 0 | 9753.3333
|  | 696 | 0 | 9753.3333
|  | 697 | 0 | 9753.3333
|  | 698 | 0 | 9753.3333
|  | 699 | 0 | 9753.3333
|  | 700 | 0 | 9753.3333
|  | 701 | 0 | 9753.3333
|  | 702 | 0 | 9753.3333
|  | 703 | 0 | 9753.3333
|  | 704 | 0 | 9753.3333
|  | 705 | 0 | 9753.3333
|  | 706 | 0 | 9753.3333
|  | 707 | 0 | 9753.3333
|  | 708 | 0 | 9753.3333
|  | 709 | 0 | 9753.3333
|  | 710 | 0 | 9753.3333
|  | 711 | 0 | 9753.3333
|  | 712 | 0 | 9753.3333
|  | 713 | 0 | 9753.3333
|  | 714 | 0 | 9753.3333
|  | 715 | 0 | 9753.3333
|  | 716 | 0 | 9753.3333
|  | 717 | 0 | 9753.3333
|  | 718 | 0 | 9753.3333
|  | 719 | 0 | 9753.3333
|  | 720 | 0 | 9753.3333
|  | 721 | 0 | 9753.3333
|  | 722 | 0 | 9753.3333
|  | 723 | 0 | 9753.3333
|  | 724 | 0 | 9753.3333
|  | 725 | 0 | 9753.3333
|  | 726 | 0 | 9753.3333
|  | 727 | 0 | 9753.3333
|  | 728 | 0 | 9753.3333
|  | 729 | 0 | 9753.3333
|  | 730 | 0 | 9753.3333
|  | 731 | 0 | 9753.3333
|  | 732 | 0 | 9753.3333
|  | 733 | 0 | 9753.3333
|  | 734 | 0 | 9753.3333
|  | 735 | 0 | 9753.3333
|  | 736 | 0 | 9753.3333
|  | 737 | 0 | 9753.3333
|  | 738 | 0 | 9753.3333
|  | 739 | 0 | 9753.3333
|  | 740 | 0 | 9753.3333
|  | 741 | 0 | 9753.3333
|  | 742 | 0 | 9753.3333
|  | 743 | 0 | 9753.3333
|  | 744 | 0 | 9753.3333
|  | 745 | 0 | 9753.3333
|  | 746 | 0 | 9753.3333
|  | 747 | 0 | 9753.3333
|  | 748 | 0 | 9753.3333
|  | 749 | 0 | 9753.3333
|  | 750 | 0 | 9753.3333
|  | 751 | 0 | 9753.3333
|  | 752 | 0 | 9753.3333
|  | 753 | 0 | 9753.3333
|  | 754 | 0 | 9753.3333
|  | 755 | 0 | 9753.3333
|  | 756 | 0 | 9753.3333
|  | 757 | 0 | 9753.3333
|  | 758 | 0 | 9753.3333
|  | 759 | 0 | 9753.3333
|  | 760 | 0 | 9753.3333
|  | 761 | 0 | 9753.3333
|  | 762 | 0 | 9753.3333
|  | 763 | 0 | 9753.3333
|  | 764 | 0 | 9753.3333
|  | 765 | 0 | 9753.3333
|  | 766 | 0 | 9753.3333
|  | 767 | 0 | 9753.3333
|  | 768 | 0 | 9753.3333
|  | 769 | 0 | 9753.3333
|  | 770 | 0 | 9753.3333
|  | 771 | 0 | 9753.3333
|  | 772 | 0 | 9753.3333
|  | 773 | 0 | 9753.3333
|  | 774 | 0 | 9753.3333
|  | 775 | 0 | 9753.3333
|  | 776 | 0 | 9753.3333
|  | 777 | 0 | 9753.3333
|  | 778 | 0 | 9753.3333
|  | 779 | 0 | 9753.3333
|  | 780 | 0 | 9753.3333
|  | 781 | 0 | 9753.3333
|  | 782 | 0 | 9753.3333
|  | 783 | 0 | 9753.3333
|  | 784 | 0 | 9753.3333
|  | 785 | 0 | 9753.3333
|  | 786 | 0 | 9753.3333
|  | 787 | 0 | 9753.3333
|  | 788 | 0 | 9753.3333
|  | 789 | 0 | 9753.3333
|  | 790 | 0 | 9753.3333
|  | 791 | 0 | 9753.3333
|  | 792 | 0 | 9753.3333
|  | 793 | 0 | 9753.3333
|  | 794 | 0 | 9753.3333
|  | 795 | 0 | 9753.3333
|  | 796 | 0 | 9753.3333
|  | 797 | 0 | 9753.3333
|  | 798 | 0 | 9753.3333
|  | 799 | 0 | 9753.3333
|  | 800 | 0 | 9753.3333
|  | 801 | 0 | 9753.3333
|  | 802 | 0 | 9753.3333
|  | 803 | 0 | 9753.3333
|  | 804 | 0 | 9753.3333
|  | 805 | 0 | 9753.3333
|  | 806 | 0 | 9753.3333
|  | 807 | 0 | 9753.3333
|  | 808 | 0 | 9753.3333
|  | 809 | 0 | 9753.3333
|  | 810 | 0 | 9753.3333
|  | 811 | 0 | 9753.3333
|  | 812 | 0 | 9753.3333
|  | 813 | 0 | 9753.3333
|  | 814 | 0 | 9753.3333
|  | 815 | 0 | 9753.3333
|  | 816 | 0 | 9753.3333
|  | 817 | 0 | 9753.3333
|  | 818 | 0 | 9753.3333
|  | 819 | 0 | 9753.3333
|  | 820 | 0 | 9753.3333
|  | 821 | 0 | 9753.3333
|  | 822 | 0 | 9753.3333
|  | 823 | 0 | 9753.3333
|  | 824 | 0 | 9753.3333
|  | 825 | 0 | 9753.3333
|  | 826 | 0 | 9753.3333
|  | 827 | 0 | 9753.3333
|  | 828 | 0 | 9753.3333
|  | 829 | 0 | 9753.3333
|  | 830 | 0 | 9753.3333
|  | 831 | 0 | 9753.3333
|  | 832 | 0 | 9753.3333
|  | 833 | 0 | 9753.3333
|  | 834 | 0 | 9753.3333
|  | 835 | 0 | 9753.3333
|  | 836 | 0 | 9753.3333
|  | 837 | 0 | 9753.3333
|  | 838 | 0 | 9753.3333
|  | 839 | 0 | 9753.3333
|  | 840 | 0 | 9753.3333
|  | 841 | 0 | 9753.3333
|  | 842 | 0 | 9753.3333
|  | 843 | 0 | 9753.3333
|  | 844 | 0 | 9753.3333
|  | 845 | 0 | 9753.3333
|  | 846 | 0 | 9753.3333
|  | 847 | 0 | 9753.3333
|  | 848 | 0 | 9753.3333
|  | 849 | 0 | 9753.3333
|  | 850 | 0 | 9753.3333
|  | 851 | 0 | 9753.3333
|  | 852 | 0 | 9753.3333
|  | 853 | 0 | 9753.3333
|  | 854 | 0 | 9753.3333
|  | 855 | 0 | 9753.3333
|  | 856 | 0 | 9753.3333
|  | 857 | 0 | 9753.3333
|  | 858 | 0 | 9753.3333
|  | 859 | 0 | 9753.3333
|  | 860 | 0 | 9753.3333
|  | 861 | 0 | 9753.3333
|  | 862 | 0 | 9753.3333
|  | 863 | 0 | 9753.3333
|  | 864 | 0 | 9753.3333
|  | 865 | 0 | 9753.3333
|  | 866 | 0 | 9753.3333
|  | 867 | 0 | 9753.3333
|  | 868 | 0 | 9753.3333
|  | 869 | 0 | 9753.3333
|  | 870 | 0 | 9753.3333
|  | 871 | 0 | 9753.3333
|  | 872 | 0 | 9753.3333
|  | 873 | 0 | 9753.3333
|  | 874 | 0 | 9753.3333
|  | 875 | 0 | 9753.3333
|  | 876 | 0 | 9753.3333
|  | 877 | 0 | 9753.3333
|  | 878 | 0 | 9753.3333
|  | 879 | 0 | 9753.3333
|  | 880 | 0 | 9753.3333
|  | 881 | 0 | 9753.3333
|  | 882 | 0 | 9753.3333
|  | 883 | 0 | 9753.3333
|  | 884 | 0 | 9753.3333
|  | 885 | 0 | 9753.3333
|  | 886 | 0 | 9753.3333
|  | 887 | 0 | 9753.3333
|  | 888 | 0 | 9753.3333
|  | 889 | 0 | 9753.3333
|  | 890 | 0 | 9753.3333
|  | 891 | 0 | 9753.3333
|  | 892 | 0 | 9753.3333
|  | 893 | 0 | 9753.3333
|  | 894 | 0 | 9753.3333
|  | 895 | 0 | 9753.3333
|  | 896 | 0 | 9753.3333
|  | 897 | 0 | 9753.3333
|  | 898 | 0 | 9753.3333
|  | 899 | 0 | 9753.3333
|  | 900 | 0 | 9753.3333
|  | 901 | 0 | 9753.3333
|  | 902 | 0 | 9753.3333
|  | 903 | 0 | 9753.3333
|  | 904 | 0 | 9753.3333
|  | 905 | 0 | 9753.3333
|  | 906 | 0 | 9753.3333
|  | 907 | 0 | 9753.3333
|  | 908 | 0 | 9753.3333
|  | 909 | 0 | 9753.3333
|  | 910 | 0 | 9753.3333
|  | 911 | 0 | 9753.3333
|  | 912 | 0 | 9753.3333
|  | 913 | 0 | 9753.3333
|  | 914 | 0 | 9753.3333
|  | 915 | 0 | 9753.3333
|  | 916 | 0 | 9753.3333
|  | 917 | 0 | 9753.3333
|  | 918 | 0 | 9753.3333
|  | 919 | 0 | 9753.3333
|  | 920 | 0 | 9753.3333
|  | 921 | 0 | 9753.3333
|  | 922 | 0 | 9753.3333
|  | 923 | 0 | 9753.3333
|  | 924 | 0 | 9753.3333
|  | 925 | 0 | 9753.3333
|  | 926 | 0 | 9753.3333
|  | 927 | 0 | 9753.3333
|  | 928 | 0 | 9753.3333
|  | 929 | 0 | 9753.3333
|  | 930 | 0 | 9753.3333
|  | 931 | 0 | 9753.3333
|  | 932 | 0 | 9753.3333
|  | 933 | 0 | 9753.3333
|  | 934 | 0 | 9753.3333
|  | 935 | 0 | 9753.3333
|  | 936 | 0 | 9753.3333
|  | 937 | 0 | 9753.3333
|  | 938 | 0 | 9753.3333
|  | 939 | 0 | 9753.3333
|  | 940 | 0 | 9753.3333
|  | 941 | 0 | 9753.3333
|  | 942 | 0 | 9753.3333
|  | 943 | 0 | 9753.3333
|  | 944 | 0 | 9753.3333
|  | 945 | 0 | 9753.3333
|  | 946 | 0 | 9753.3333
|  | 947 | 0 | 9753.3333
|  | 948 | 0 | 9753.3333
|  | 949 | 0 | 9753.3333
|  | 950 | 0 | 9753.3333
|  | 951 | 0 | 9753.3333
|  | 952 | 0 | 9753.3333
|  | 953 | 0 | 9753.3333
|  | 954 | 0 | 9753.3333
|  | 955 | 0 | 9753.3333
|  | 956 | 0 | 9753.3333
|  | 957 | 0 | 9753.3333
|  | 958 | 0 | 9753.3333
|  | 959 | 0 | 9753.3333
|  | 960 | 0 | 9753.3333
|  | 961 | 0 | 9753.3333
|  | 962 | 0 | 9753.3333
|  | 963 | 0 | 9753.3333
|  | 964 | 0 | 9753.3333
|  | 965 | 0 | 9753.3333
|  | 966 | 0 | 9753.3333
|  | 967 | 0 | 9753.3333
|  | 968 | 0 | 9753.3333
|  | 969 | 0 | 9753.3333
|  | 970 | 0 | 9753.3333
|  | 971 | 0 | 9753.3333
|  | 972 | 0 | 9753.3333
|  | 973 | 0 | 9753.3333
|  | 974 | 0 | 9753.3333
|  | 975 | 0 | 9753.3333
|  | 976 | 0 | 9753.3333
|  | 977 | 0 | 9753.3333
|  | 978 | 0 | 9753.3333
|  | 979 | 0 | 9753.3333
|  | 980 | 0 | 9753.3333
|  | 981 | 0 | 9753.3333
|  | 982 | 0 | 9753.3333
|  | 983 | 0 | 9753.3333
|  | 984 | 0 | 9753.3333
|  | 985 | 0 | 9753.3333
|  | 986 | 0 | 9753.3333
|  | 987 | 0 | 9753.3333
|  | 988 | 0 | 9753.3333
|  | 989 | 0 | 9753.3333
|  | 990 | 0 | 9753.3333
|  | 991 | 0 | 9753.3333
|  | 992 | 0 | 9753.3333
|  | 993 | 0 | 9753.3333
|  | 994 | 0 | 9753.3333
|  | 995 | 0 | 9753.3333
|  | 996 | 0 | 9753.3333
|  | 997 | 0 | 9753.3333
|  | 998 | 0 | 9753.3333
|  | 999 | 0 | 9753.3333
|  | 1000 | 0 | 9753.3333
|  | 1001 | 0 | 9753.3333
|  | 1002 | 0 | 9753.3333
|  | 1003 | 0 | 9753.3333
|  | 1004 | 0 | 9753.3333
|  | 1005 | 0 | 9753.3333
|  | 1006 | 0 | 9753.3333
|  | 1007 | 0 | 9753.3333
|  | 1008 | 0 | 9753.3333
|  | 1009 | 0 | 9753.3333
|  | 1010 | 0 | 9753.3333
|  | 1011 | 0 | 9753.3333
|  | 1012 | 0 | 9753.3333
|  | 1013 | 0 | 9753.3333
|  | 1014 | 0 | 9753.3333
|  | 1015 | 0 | 9753.3333
|  | 1016 | 0 | 9753.3333
|  | 1017 | 0 | 9753.3333
|  | 1018 | 0 | 9753.3333
|  | 1019 | 0 | 9753.3333
|  | 1020 | 0 | 9753.3333
|  | 1021 | 0 | 9753.3333
|  | 1022 | 0 | 9753.3333
|  | 1023 | 0 | 9753.3333
|  | 1024 | 0 | 9753.3333
|  | 1025 | 0 | 9753.3333
|  | 1026 | 0 | 9753.3333
|  | 1027 | 0 | 9753.3333
|  | 1028 | 0 | 9753.3333
|  | 1029 | 0 | 9753.3333
|  | 1030 | 0 | 9753.3333
|  | 1031 | 0 | 9753.3333
|  | 1032 | 0 | 9753.3333
|  | 1033 | 0 | 9753.3333
|  | 1034 | 0 | 9753.3333
|  | 1035 | 0 | 9753.3333
|  | 1036 | 0 | 9753.3333
|  | 1037 | 0 | 9753.3333
|  | 1038 | 0 | 9753.3333
|  | 1039 | 0 | 9753.3333
|  | 1040 | 0 | 9753.3333
|  | 1041 | 0 | 9753.3333
|  | 1042 | 0 | 9753.3333
|  | 1043 | 0 | 9753.3333
|  | 1044 | 0 | 9753.3333
|  | 1045 | 0 | 9753.3333
|  | 1046 | 0 | 9753.3333
|  | 1047 | 0 | 9753.3333
|  | 1048 | 0 | 9753.3333
|  | 1049 | 0 | 9753.3333
|  | 1050 | 0 | 9753.3333
|  | 1051 | 0 | 9753.3333
|  | 1052 | 0 | 9753.3333
|  | 1053 | 0 | 9753.3333
|  | 1054 | 0 | 9753.3333
|  | 1055 | 0 | 9753.3333
|  | 1056 | 0 | 9753.3333
|  | 1057 | 0 | 9753.3333
|  | 1058 | 0 | 9753.3333
|  | 1059 | 0 | 9753.3333
|  | 1060 | 0 | 9753.3333
|  | 1061 | 0 | 9753.3333
|  | 1062 | 0 | 9753.3333
|  | 1063 | 0 | 9753.3333
|  | 1064 | 0 | 9753.3333
|  | 1065 | 0 | 9753.3333
|  | 1066 | 0 | 9753.3333
|  | 1067 | 0 | 9753.3333
|  | 1068 | 0 | 9753.3333
|  | 1069 | 0 | 9753.3333
|  | 1070 | 0 | 9753.3333
|  | 1071 | 0 | 9753.3333
|  | 1072 | 0 | 9753.3333
|  | 1073 | 0 | 9753.3333
|  | 1074 | 0 | 9753.3333
|  | 1075 | 0 | 9753.3333
|  | 1076 | 0 | 9753.3333
|  | 1077 | 0 | 9753.3333
|  | 1078 | 0 | 9753.3333
|  | 1079 | 0 | 9753.3333
|  | 1080 | 0 | 9753.3333
|  | 1081 | 0 | 9753.3333
|  | 1082 | 0 | 9753.3333
|  | 1083 | 0 | 9753.3333
|  | 1084 | 0 | 9753.3333
|  | 1085 | 0 | 9753.3333
|  | 1086 | 0 | 9753.3333
|  | 1087 | 0 | 9753.3333
|  | 1088 | 0 | 9753.3333
|  | 1089 | 0 | 9753.3333
|  | 1090 | 0 | 9753.3333
|  | 1091 | 0 | 9753.3333
|  | 1092 | 0 | 9753.3333
|  | 1093 | 0 | 9753.3333
|  | 1094 | 0 | 9753.3333
|  | 1095 | 0 | 9753.3333
|  | 1096 | 0 | 9753.3333
|  | 1097 | 0 | 9753.3333
|  | 1098 | 0 | 9753.3333
|  | 1099 | 0 | 9753.3333
|  | 1100 | 0 | 9753.3333
|  | 1101 | 0 | 9753.3333
|  | 1102 | 0 | 9753.3333
|  | 1103 | 0 | 9753.3333
|  | 1104 | 0 | 9753.3333
|  | 1105 | 0 | 9753.3333
|  | 1106 | 0 | 9753.3333
|  | 1107 | 0 | 9753.3333
|  | 1108 | 0 | 9753.3333
|  | 1109 | 0 | 9753.3333
|  | 1110 | 0 | 9753.3333
|  | 1111 | 0 | 9753.3333
|  | 1112 | 0 | 9753.3333
|  | 1113 | 0 | 9753.3333
|  | 1114 | 0 | 9753.3333
|  | 1115 | 0 | 9753.3333
|  | 1116 | 0 | 9753.3333
|  | 1117 | 0 | 9753.3333
|  | 1118 | 0 | 9753.3333
|  | 1119 | 0 | 9753.3333
|  | 1120 | 0 | 9753.3333
|  | 1121 | 0 | 9753.3333
|  | 1122 | 0 | 9753.3333
|  | 1123 | 0 | 9753.3333
|  | 1124 | 0 | 9753.3333
|  | 1125 | 0 | 9753.3333
|  | 1126 | 0 | 9753.3333
|  | 1127 | 0 | 9753.3333
|  | 1128 | 0 | 9753.3333
|  | 1129 | 0 | 6966.6667
|  | 1130 | 0 | 6966.6667
|  | 1131 | 0 | 6966.6667
|  | 1132 | 0 | 6966.6667
|  | 1133 | 0 | 6966.6667
|  | 1134 | 0 | 6966.6667
|  | 1135 | 0 | 6966.6667
|  | 1136 | 0 | 6966.6667
|  | 1137 | 0 | 6966.6667
|  | 1138 | 0 | 6966.6667
|  | 1139 | 0 | 6966.6667
|  | 1140 | 0 | 6966.6667
|  | 1141 | 0 | 6966.6667
|  | 1142 | 0 | 6966.6667
|  | 1143 | 0 | 6966.6667
|  | 1144 | 0 | 6966.6667
|  | 1145 | 0 | 6966.6667
|  | 1146 | 0 | 6966.6667
|  | 1147 | 0 | 6966.6667
|  | 1148 | 0 | 6966.6667
|  | 1149 | 0 | 6966.6667
|  | 1150 | 0 | 6966.6667
|  | 1151 | 0 | 6966.6667
|  | 1152 | 0 | 6966.6667
|  | 1153 | 0 | 6966.6667
|  | 1154 | 0 | 6966.6667
|  | 1155 | 0 | 6966.6667
|  | 1156 | 0 | 6966.6667
|  | 1157 | 0 | 6966.6667
|  | 1158 | 0 | 6966.6667
|  | 1159 | 0 | 6966.6667
|  | 1160 | 0 | 6966.6667
|  | 1161 | 0 | 6966.6667
|  | 1162 | 0 | 6966.6667
|  | 1163 | 0 | 6966.6667
|  | 1164 | 0 | 6966.6667
|  | 1165 | 0 | 6966.6667
|  | 1166 | 0 | 6966.6667
|  | 1167 | 0 | 6966.6667
|  | 1168 | 0 | 6966.6667
|  | 1169 | 0 | 6966.6667
|  | 1170 | 0 | 6966.6667
|  | 1171 | 0 | 6966.6667
|  | 1172 | 0 | 6966.6667
|  | 1173 | 0 | 6966.6667
|  | 1174 | 0 | 6966.6667
|  | 1175 | 0 | 6966.6667
|  | 1176 | 0 | 6966.6667
|  | 1177 | 0 | 9753.3333
|  | 1178 | 0 | 9753.3333
|  | 1179 | 0 | 9753.3333
|  | 1180 | 0 | 9753.3333
|  | 1181 | 0 | 9753.3333
|  | 1182 | 0 | 9753.3333
|  | 1183 | 0 | 9753.3333
|  | 1184 | 0 | 9753.3333
|  | 1185 | 0 | 9753.3333
|  | 1186 | 0 | 9753.3333
|  | 1187 | 0 | 9753.3333
|  | 1188 | 0 | 9753.3333
|  | 1189 | 0 | 9753.3333
|  | 1190 | 0 | 9753.3333
|  | 1191 | 0 | 9753.3333
|  | 1192 | 0 | 9753.3333
|  | 1193 | 0 | 9753.3333
|  | 1194 | 0 | 9753.3333
|  | 1195 | 0 | 9753.3333
|  | 1196 | 0 | 9753.3333
|  | 1197 | 0 | 9753.3333
|  | 1198 | 0 | 9753.3333
|  | 1199 | 0 | 9753.3333
|  | 1200 | 0 | 9753.3333
|  | 1201 | 0 | 9753.3333
|  | 1202 | 0 | 9753.3333
|  | 1203 | 0 | 9753.3333
|  | 1204 | 0 | 9753.3333
|  | 1205 | 0 | 9753.3333
|  | 1206 | 0 | 9753.3333
|  | 1207 | 0 | 9753.3333
|  | 1208 | 0 | 9753.3333
|  | 1209 | 0 | 9753.3333
|  | 1210 | 0 | 9753.3333
|  | 1211 | 0 | 9753.3333
|  | 1212 | 0 | 9753.3333
|  | 1213 | 0 | 9753.3333
|  | 1214 | 0 | 9753.3333
|  | 1215 | 0 | 9753.3333
|  | 1216 | 0 | 9753.3333
|  | 1217 | 0 | 9753.3333
|  | 1218 | 0 | 9753.3333
|  | 1219 | 0 | 9753.3333
|  | 1220 | 0 | 9753.3333
|  | 1221 | 0 | 9753.3333
|  | 1222 | 0 | 9753.3333
|  | 1223 | 0 | 9753.3333
|  | 1224 | 0 | 9753.3333
|  | 1225 | 0 | 6966.6667
|  | 1226 | 0 | 6966.6667
|  | 1227 | 0 | 6966.6667
|  | 1228 | 0 | 6966.6667
|  | 1229 | 0 | 6966.6667
|  | 1230 | 0 | 6966.6667
|  | 1231 | 0 | 6966.6667
|  | 1232 | 0 | 6966.6667
|  | 1233 | 0 | 6966.6667
|  | 1234 | 0 | 6966.6667
|  | 1235 | 0 | 6966.6667
|  | 1236 | 0 | 6966.6667
|  | 1237 | 0 | 6966.6667
|  | 1238 | 0 | 6966.6667
|  | 1239 | 0 | 6966.6667
|  | 1240 | 0 | 6966.6667
|  | 1241 | 0 | 6966.6667
|  | 1242 | 0 | 6966.6667
|  | 1243 | 0 | 6966.6667
|  | 1244 | 0 | 6966.6667
|  | 1245 | 0 | 6966.6667
|  | 1246 | 0 | 6966.6667
|  | 1247 | 0 | 6966.6667
|  | 1248 | 0 | 6966.6667
|  | 1249 | 0 | 6966.6667
|  | 1250 | 0 | 6966.6667
|  | 1251 | 0 | 6966.6667
|  | 1252 | 0 | 6966.6667
|  | 1253 | 0 | 6966.6667
|  | 1254 | 0 | 6966.6667
|  | 1255 | 0 | 6966.6667
|  | 1256 | 0 | 6966.6667
|  | 1257 | 0 | 6966.6667
|  | 1258 | 0 | 6966.6667
|  | 1259 | 0 | 6966.6667
|  | 1260 | 0 | 6966.6667
|  | 1261 | 0 | 6966.6667
|  | 1262 | 0 | 6966.6667
|  | 1263 | 0 | 6966.6667
|  | 1264 | 0 | 6966.6667
|  | 1265 | 0 | 6966.6667
|  | 1266 | 0 | 6966.6667
|  | 1267 | 0 | 6966.6667
|  | 1268 | 0 | 6966.6667
|  | 1269 | 0 | 6966.6667
|  | 1270 | 0 | 6966.6667
|  | 1271 | 0 | 6966.6667
|  | 1272 | 0 | 6966.6667
|  | 1273 | 0 | 6966.6667
|  | 1274 | 0 | 6966.6667
|  | 1275 | 0 | 6966.6667
|  | 1276 | 0 | 6966.6667
|  | 1277 | 0 | 6966.6667
|  | 1278 | 0 | 6966.6667
|  | 1279 | 0 | 6966.6667
|  | 1280 | 0 | 6966.6667
|  | 1281 | 0 | 6966.6667
|  | 1282 | 0 | 6966.6667
|  | 1283 | 0 | 6966.6667
|  | 1284 | 0 | 6966.6667
|  | 1285 | 0 | 6966.6667
|  | 1286 | 0 | 6966.6667
|  | 1287 | 0 | 6966.6667
|  | 1288 | 0 | 6966.6667
|  | 1289 | 0 | 6966.6667
|  | 1290 | 0 | 6966.6667
|  | 1291 | 0 | 6966.6667
|  | 1292 | 0 | 6966.6667
|  | 1293 | 0 | 6966.6667
|  | 1294 | 0 | 6966.6667
|  | 1295 | 0 | 6966.6667
|  | 1296 | 0 | 6966.6667
|  | 1297 | 0 | 6966.6667
|  | 1298 | 0 | 6966.6667
|  | 1299 | 0 | 6966.6667
|  | 1300 | 0 | 6966.6667
|  | 1301 | 0 | 6966.6667
|  | 1302 | 0 | 6966.6667
|  | 1303 | 0 | 6966.6667
|  | 1304 | 0 | 6966.6667
|  | 1305 | 0 | 6966.6667
|  | 1306 | 0 | 6966.6667
|  | 1307 | 0 | 6966.6667
|  | 1308 | 0 | 6966.6667
|  | 1309 | 0 | 6966.6667
|  | 1310 | 0 | 6966.6667
|  | 1311 | 0 | 6966.6667
|  | 1312 | 0 | 6966.6667
|  | 1313 | 0 | 6966.6667
|  | 1314 | 0 | 6966.6667
|  | 1315 | 0 | 6966.6667
|  | 1316 | 0 | 6966.6667
|  | 1317 | 0 | 6966.6667
|  | 1318 | 0 | 6966.6667
|  | 1319 | 0 | 6966.6667
|  | 1320 | 0 | 6966.6667
|  | 1321 | 0 | 6966.6667
|  | 1322 | 0 | 6966.6667
|  | 1323 | 0 | 6966.6667
|  | 1324 | 0 | 6966.6667
|  | 1325 | 0 | 6966.6667
|  | 1326 | 0 | 6966.6667
|  | 1327 | 0 | 6966.6667
|  | 1328 | 0 | 6966.6667
|  | 1329 | 0 | 6966.6667
|  | 1330 | 0 | 6966.6667
|  | 1331 | 0 | 6966.6667
|  | 1332 | 0 | 6966.6667
|  | 1333 | 0 | 6966.6667
|  | 1334 | 0 | 6966.6667
|  | 1335 | 0 | 6966.6667
|  | 1336 | 0 | 6966.6667
|  | 1337 | 0 | 6966.6667
|  | 1338 | 0 | 6966.6667
|  | 1339 | 0 | 6966.6667
|  | 1340 | 0 | 6966.6667
|  | 1341 | 0 | 6966.6667
|  | 1342 | 0 | 6966.6667
|  | 1343 | 0 | 6966.6667
|  | 1344 | 0 | 6966.6667
|  | 1345 | 0 | 4180
|  | 1346 | 0 | 4180
|  | 1347 | 0 | 4180
|  | 1348 | 0 | 4180
|  | 1349 | 0 | 4180
|  | 1350 | 0 | 4180
|  | 1351 | 0 | 4180
|  | 1352 | 0 | 4180
|  | 1353 | 0 | 4180
|  | 1354 | 0 | 4180
|  | 1355 | 0 | 4180
|  | 1356 | 0 | 4180
|  | 1357 | 0 | 4180
|  | 1358 | 0 | 4180
|  | 1359 | 0 | 4180
|  | 1360 | 0 | 4180
|  | 1361 | 0 | 4180
|  | 1362 | 0 | 4180
|  | 1363 | 0 | 4180
|  | 1364 | 0 | 4180
|  | 1365 | 0 | 4180
|  | 1366 | 0 | 4180
|  | 1367 | 0 | 4180
|  | 1368 | 0 | 4180
|  | 1369 | 0 | 4180
|  | 1370 | 0 | 4180
|  | 1371 | 0 | 4180
|  | 1372 | 0 | 4180
|  | 1373 | 0 | 4180
|  | 1374 | 0 | 4180
|  | 1375 | 0 | 4180
|  | 1376 | 0 | 4180
|  | 1377 | 0 | 4180
|  | 1378 | 0 | 4180
|  | 1379 | 0 | 4180
|  | 1380 | 0 | 4180
|  | 1381 | 0 | 4180
|  | 1382 | 0 | 4180
|  | 1383 | 0 | 4180
|  | 1384 | 0 | 4180
|  | 1385 | 0 | 4180
|  | 1386 | 0 | 4180
|  | 1387 | 0 | 4180
|  | 1388 | 0 | 4180
|  | 1389 | 0 | 4180
|  | 1390 | 0 | 4180
|  | 1391 | 0 | 4180
|  | 1392 | 0 | 4180
|  | 1393 | 0 | 6966.6667
|  | 1394 | 0 | 6966.6667
|  | 1395 | 0 | 6966.6667
|  | 1396 | 0 | 6966.6667
|  | 1397 | 0 | 6966.6667
|  | 1398 | 0 | 6966.6667
|  | 1399 | 0 | 6966.6667
|  | 1400 | 0 | 6966.6667
|  | 1401 | 0 | 6966.6667
|  | 1402 | 0 | 6966.6667
|  | 1403 | 0 | 6966.6667
|  | 1404 | 0 | 6966.6667
|  | 1405 | 0 | 6966.6667
|  | 1406 | 0 | 6966.6667
|  | 1407 | 0 | 6966.6667
|  | 1408 | 0 | 6966.6667
|  | 1409 | 0 | 6966.6667
|  | 1410 | 0 | 6966.6667
|  | 1411 | 0 | 6966.6667
|  | 1412 | 0 | 6966.6667
|  | 1413 | 0 | 6966.6667
|  | 1414 | 0 | 6966.6667
|  | 1415 | 0 | 6966.6667
|  | 1416 | 0 | 6966.6667
|  | 1417 | 0 | 6966.6667
|  | 1418 | 0 | 6966.6667
|  | 1419 | 0 | 6966.6667
|  | 1420 | 0 | 6966.6667
|  | 1421 | 0 | 6966.6667
|  | 1422 | 0 | 6966.6667
|  | 1423 | 0 | 6966.6667
|  | 1424 | 0 | 6966.6667
|  | 1425 | 0 | 6966.6667
|  | 1426 | 0 | 6966.6667
|  | 1427 | 0 | 6966.6667
|  | 1428 | 0 | 6966.6667
|  | 1429 | 0 | 6966.6667
|  | 1430 | 0 | 6966.6667
|  | 1431 | 0 | 6966.6667
|  | 1432 | 0 | 6966.6667
|  | 1433 | 0 | 6966.6667
|  | 1434 | 0 | 6966.6667
|  | 1435 | 0 | 6966.6667
|  | 1436 | 0 | 6966.6667
|  | 1437 | 0 | 6966.6667
|  | 1438 | 0 | 6966.6667
|  | 1439 | 0 | 6966.6667
|  | 1440 | 0 | 6966.6667
|  | 1441 | 0 | 6966.6667
|  | 1442 | 0 | 6966.6667
|  | 1443 | 0 | 6966.6667
|  | 1444 | 0 | 6966.6667
|  | 1445 | 0 | 6966.6667
|  | 1446 | 0 | 6966.6667
|  | 1447 | 0 | 6966.6667
|  | 1448 | 0 | 6966.6667
|  | 1449 | 0 | 6966.6667
|  | 1450 | 0 | 6966.6667
|  | 1451 | 0 | 6966.6667
|  | 1452 | 0 | 6966.6667
|  | 1453 | 0 | 6966.6667
|  | 1454 | 0 | 6966.6667
|  | 1455 | 0 | 6966.6667
|  | 1456 | 0 | 6966.6667
|  | 1457 | 0 | 6966.6667
|  | 1458 | 0 | 6966.6667
|  | 1459 | 0 | 6966.6667
|  | 1460 | 0 | 6966.6667
|  | 1461 | 0 | 6966.6667
|  | 1462 | 0 | 6966.6667
|  | 1463 | 0 | 6966.6667
|  | 1464 | 0 | 6966.6667
|  | 1465 | 0 | 6966.6667
|  | 1466 | 0 | 6966.6667
|  | 1467 | 0 | 6966.6667
|  | 1468 | 0 | 6966.6667
|  | 1469 | 0 | 6966.6667
|  | 1470 | 0 | 6966.6667
|  | 1471 | 0 | 6966.6667
|  | 1472 | 0 | 6966.6667
|  | 1473 | 0 | 6966.6667
|  | 1474 | 0 | 6966.6667
|  | 1475 | 0 | 6966.6667
|  | 1476 | 0 | 6966.6667
|  | 1477 | 0 | 6966.6667
|  | 1478 | 0 | 6966.6667
|  | 1479 | 0 | 6966.6667
|  | 1480 | 0 | 6966.6667
|  | 1481 | 0 | 6966.6667
|  | 1482 | 0 | 6966.6667
|  | 1483 | 0 | 6966.6667
|  | 1484 | 0 | 6966.6667
|  | 1485 | 0 | 6966.6667
|  | 1486 | 0 | 6966.6667
|  | 1487 | 0 | 6966.6667
|  | 1488 | 0 | 6966.6667
|  | 1489 | 0 | 6966.6667
|  | 1490 | 0 | 6966.6667
|  | 1491 | 0 | 6966.6667
|  | 1492 | 0 | 6966.6667
|  | 1493 | 0 | 6966.6667
|  | 1494 | 0 | 6966.6667
|  | 1495 | 0 | 6966.6667
|  | 1496 | 0 | 6966.6667
|  | 1497 | 0 | 6966.6667
|  | 1498 | 0 | 6966.6667
|  | 1499 | 0 | 6966.6667
|  | 1500 | 0 | 6966.6667
|  | 1501 | 0 | 6966.6667
|  | 1502 | 0 | 6966.6667
|  | 1503 | 0 | 6966.6667
|  | 1504 | 0 | 6966.6667
|  | 1505 | 0 | 6966.6667
|  | 1506 | 0 | 6966.6667
|  | 1507 | 0 | 6966.6667
|  | 1508 | 0 | 6966.6667
|  | 1509 | 0 | 6966.6667
|  | 1510 | 0 | 6966.6667
|  | 1511 | 0 | 6966.6667
|  | 1512 | 0 | 6966.6667
|  | 1513 | 0 | 4180
|  | 1514 | 0 | 4180
|  | 1515 | 0 | 4180
|  | 1516 | 0 | 4180
|  | 1517 | 0 | 4180
|  | 1518 | 0 | 4180
|  | 1519 | 0 | 4180
|  | 1520 | 0 | 4180
|  | 1521 | 0 | 4180
|  | 1522 | 0 | 4180
|  | 1523 | 0 | 4180
|  | 1524 | 0 | 4180
|  | 1525 | 0 | 4180
|  | 1526 | 0 | 4180
|  | 1527 | 0 | 4180
|  | 1528 | 0 | 4180
|  | 1529 | 0 | 4180
|  | 1530 | 0 | 4180
|  | 1531 | 0 | 4180
|  | 1532 | 0 | 4180
|  | 1533 | 0 | 4180
|  | 1534 | 0 | 4180
|  | 1535 | 0 | 4180
|  | 1536 | 0 | 4180
|  | 1537 | 0 | 4180
|  | 1538 | 0 | 4180
|  | 1539 | 0 | 4180
|  | 1540 | 0 | 4180
|  | 1541 | 0 | 4180
|  | 1542 | 0 | 4180
|  | 1543 | 0 | 4180
|  | 1544 | 0 | 4180
|  | 1545 | 0 | 4180
|  | 1546 | 0 | 4180
|  | 1547 | 0 | 4180
|  | 1548 | 0 | 4180
|  | 1549 | 0 | 4180
|  | 1550 | 0 | 4180
|  | 1551 | 0 | 4180
|  | 1552 | 0 | 4180
|  | 1553 | 0 | 4180
|  | 1554 | 0 | 4180
|  | 1555 | 0 | 4180
|  | 1556 | 0 | 4180
|  | 1557 | 0 | 4180
|  | 1558 | 0 | 4180
|  | 1559 | 0 | 4180
|  | 1560 | 0 | 4180
|  | 1561 | 0 | 6966.6667
|  | 1562 | 0 | 6966.6667
|  | 1563 | 0 | 6966.6667
|  | 1564 | 0 | 6966.6667
|  | 1565 | 0 | 6966.6667
|  | 1566 | 0 | 6966.6667
|  | 1567 | 0 | 6966.6667
|  | 1568 | 0 | 6966.6667
|  | 1569 | 0 | 6966.6667
|  | 1570 | 0 | 6966.6667
|  | 1571 | 0 | 6966.6667
|  | 1572 | 0 | 6966.6667
|  | 1573 | 0 | 6966.6667
|  | 1574 | 0 | 6966.6667
|  | 1575 | 0 | 6966.6667
|  | 1576 | 0 | 6966.6667
|  | 1577 | 0 | 6966.6667
|  | 1578 | 0 | 6966.6667
|  | 1579 | 0 | 6966.6667
|  | 1580 | 0 | 6966.6667
|  | 1581 | 0 | 6966.6667
|  | 1582 | 0 | 6966.6667
|  | 1583 | 0 | 6966.6667
|  | 1584 | 0 | 6966.6667
|  | 1585 | 0 | 6966.6667
|  | 1586 | 0 | 6966.6667
|  | 1587 | 0 | 6966.6667
|  | 1588 | 0 | 6966.6667
|  | 1589 | 0 | 6966.6667
|  | 1590 | 0 | 6966.6667
|  | 1591 | 0 | 6966.6667
|  | 1592 | 0 | 6966.6667
|  | 1593 | 0 | 6966.6667
|  | 1594 | 0 | 6966.6667
|  | 1595 | 0 | 6966.6667
|  | 1596 | 0 | 6966.6667
|  | 1597 | 0 | 6966.6667
|  | 1598 | 0 | 6966.6667
|  | 1599 | 0 | 6966.6667
|  | 1600 | 0 | 6966.6667
|  | 1601 | 0 | 6966.6667
|  | 1602 | 0 | 6966.6667
|  | 1603 | 0 | 6966.6667
|  | 1604 | 0 | 6966.6667
|  | 1605 | 0 | 6966.6667
|  | 1606 | 0 | 6966.6667
|  | 1607 | 0 | 6966.6667
|  | 1608 | 0 | 6966.6667
|  | 1609 | 0 | 6966.6667
|  | 1610 | 0 | 6966.6667
|  | 1611 | 0 | 6966.6667
|  | 1612 | 0 | 6966.6667
|  | 1613 | 0 | 6966.6667
|  | 1614 | 0 | 6966.6667
|  | 1615 | 0 | 6966.6667
|  | 1616 | 0 | 6966.6667
|  | 1617 | 0 | 6966.6667
|  | 1618 | 0 | 6966.6667
|  | 1619 | 0 | 6966.6667
|  | 1620 | 0 | 6966.6667
|  | 1621 | 0 | 6966.6667
|  | 1622 | 0 | 6966.6667
|  | 1623 | 0 | 6966.6667
|  | 1624 | 0 | 6966.6667
|  | 1625 | 0 | 6966.6667
|  | 1626 | 0 | 6966.6667
|  | 1627 | 0 | 6966.6667
|  | 1628 | 0 | 6966.6667
|  | 1629 | 0 | 6966.6667
|  | 1630 | 0 | 6966.6667
|  | 1631 | 0 | 6966.6667
|  | 1632 | 0 | 6966.6667
|  | 1633 | 0 | 6966.6667
|  | 1634 | 0 | 6966.6667
|  | 1635 | 0 | 6966.6667
|  | 1636 | 0 | 6966.6667
|  | 1637 | 0 | 6966.6667
|  | 1638 | 0 | 6966.6667
|  | 1639 | 0 | 6966.6667
|  | 1640 | 0 | 6966.6667
|  | 1641 | 0 | 6966.6667
|  | 1642 | 0 | 6966.6667
|  | 1643 | 0 | 6966.6667
|  | 1644 | 0 | 6966.6667
|  | 1645 | 0 | 6966.6667
|  | 1646 | 0 | 6966.6667
|  | 1647 | 0 | 6966.6667
|  | 1648 | 0 | 6966.6667
|  | 1649 | 0 | 6966.6667
|  | 1650 | 0 | 6966.6667
|  | 1651 | 0 | 6966.6667
|  | 1652 | 0 | 6966.6667
|  | 1653 | 0 | 6966.6667
|  | 1654 | 0 | 6966.6667
|  | 1655 | 0 | 6966.6667
|  | 1656 | 0 | 6966.6667
|  | 1657 | 0 | 6966.6667
|  | 1658 | 0 | 6966.6667
|  | 1659 | 0 | 6966.6667
|  | 1660 | 0 | 6966.6667
|  | 1661 | 0 | 6966.6667
|  | 1662 | 0 | 6966.6667
|  | 1663 | 0 | 6966.6667
|  | 1664 | 0 | 6966.6667
|  | 1665 | 0 | 6966.6667
|  | 1666 | 0 | 6966.6667
|  | 1667 | 0 | 6966.6667
|  | 1668 | 0 | 6966.6667
|  | 1669 | 0 | 6966.6667
|  | 1670 | 0 | 6966.6667
|  | 1671 | 0 | 6966.6667
|  | 1672 | 0 | 6966.6667
|  | 1673 | 0 | 6966.6667
|  | 1674 | 0 | 6966.6667
|  | 1675 | 0 | 6966.6667
|  | 1676 | 0 | 6966.6667
|  | 1677 | 0 | 6966.6667
|  | 1678 | 0 | 6966.6667
|  | 1679 | 0 | 6966.6667
|  | 1680 | 0 | 6966.6667
|  | 1681 | 0 | 4180
|  | 1682 | 0 | 4180
|  | 1683 | 0 | 4180
|  | 1684 | 0 | 4180
|  | 1685 | 0 | 4180
|  | 1686 | 0 | 4180
|  | 1687 | 0 | 4180
|  | 1688 | 0 | 4180
|  | 1689 | 0 | 4180
|  | 1690 | 0 | 4180
|  | 1691 | 0 | 4180
|  | 1692 | 0 | 4180
|  | 1693 | 0 | 4180
|  | 1694 | 0 | 4180
|  | 1695 | 0 | 4180
|  | 1696 | 0 | 4180
|  | 1697 | 0 | 4180
|  | 1698 | 0 | 4180
|  | 1699 | 0 | 4180
|  | 1700 | 0 | 4180
|  | 1701 | 0 | 4180
|  | 1702 | 0 | 4180
|  | 1703 | 0 | 4180
|  | 1704 | 0 | 4180
|  | 1705 | 0 | 4180
|  | 1706 | 0 | 4180
|  | 1707 | 0 | 4180
|  | 1708 | 0 | 4180
|  | 1709 | 0 | 4180
|  | 1710 | 0 | 4180
|  | 1711 | 0 | 4180
|  | 1712 | 0 | 4180
|  | 1713 | 0 | 4180
|  | 1714 | 0 | 4180
|  | 1715 | 0 | 4180
|  | 1716 | 0 | 4180
|  | 1717 | 0 | 4180
|  | 1718 | 0 | 4180
|  | 1719 | 0 | 4180
|  | 1720 | 0 | 4180
|  | 1721 | 0 | 4180
|  | 1722 | 0 | 4180
|  | 1723 | 0 | 4180
|  | 1724 | 0 | 4180
|  | 1725 | 0 | 4180
|  | 1726 | 0 | 4180
|  | 1727 | 0 | 4180
|  | 1728 | 0 | 4180
|  | 1729 | 0 | 6966.6667
|  | 1730 | 0 | 6966.6667
|  | 1731 | 0 | 6966.6667
|  | 1732 | 0 | 6966.6667
|  | 1733 | 0 | 6966.6667
|  | 1734 | 0 | 6966.6667
|  | 1735 | 0 | 6966.6667
|  | 1736 | 0 | 6966.6667
|  | 1737 | 0 | 6966.6667
|  | 1738 | 0 | 6966.6667
|  | 1739 | 0 | 6966.6667
|  | 1740 | 0 | 6966.6667
|  | 1741 | 0 | 6966.6667
|  | 1742 | 0 | 6966.6667
|  | 1743 | 0 | 6966.6667
|  | 1744 | 0 | 6966.6667
|  | 1745 | 0 | 6966.6667
|  | 1746 | 0 | 6966.6667
|  | 1747 | 0 | 6966.6667
|  | 1748 | 0 | 6966.6667
|  | 1749 | 0 | 6966.6667
|  | 1750 | 0 | 6966.6667
|  | 1751 | 0 | 6966.6667
|  | 1752 | 0 | 6966.6667
|  | 1753 | 0 | 6966.6667
|  | 1754 | 0 | 6966.6667
|  | 1755 | 0 | 6966.6667
|  | 1756 | 0 | 6966.6667
|  | 1757 | 0 | 6966.6667
|  | 1758 | 0 | 6966.6667
|  | 1759 | 0 | 6966.6667
|  | 1760 | 0 | 6966.6667
|  | 1761 | 0 | 6966.6667
|  | 1762 | 0 | 6966.6667
|  | 1763 | 0 | 6966.6667
|  | 1764 | 0 | 6966.6667
|  | 1765 | 0 | 6966.6667
|  | 1766 | 0 | 6966.6667
|  | 1767 | 0 | 6966.6667
|  | 1768 | 0 | 6966.6667
|  | 1769 | 0 | 6966.6667
|  | 1770 | 0 | 6966.6667
|  | 1771 | 0 | 6966.6667
|  | 1772 | 0 | 6966.6667
|  | 1773 | 0 | 6966.6667
|  | 1774 | 0 | 6966.6667
|  | 1775 | 0 | 6966.6667
|  | 1776 | 0 | 6966.6667
|  | 1777 | 0 | 4180
|  | 1778 | 0 | 4180
|  | 1779 | 0 | 4180
|  | 1780 | 0 | 4180
|  | 1781 | 0 | 4180
|  | 1782 | 0 | 4180
|  | 1783 | 0 | 4180
|  | 1784 | 0 | 4180
|  | 1785 | 0 | 4180
|  | 1786 | 0 | 4180
|  | 1787 | 0 | 4180
|  | 1788 | 0 | 4180
|  | 1789 | 0 | 4180
|  | 1790 | 0 | 4180
|  | 1791 | 0 | 4180
|  | 1792 | 0 | 4180
|  | 1793 | 0 | 4180
|  | 1794 | 0 | 4180
|  | 1795 | 0 | 4180
|  | 1796 | 0 | 4180
|  | 1797 | 0 | 4180
|  | 1798 | 0 | 4180
|  | 1799 | 0 | 4180
|  | 1800 | 0 | 4180
|  | 1801 | 0 | 4180
|  | 1802 | 0 | 4180
|  | 1803 | 0 | 4180
|  | 1804 | 0 | 4180
|  | 1805 | 0 | 4180
|  | 1806 | 0 | 4180
|  | 1807 | 0 | 4180
|  | 1808 | 0 | 4180
|  | 1809 | 0 | 4180
|  | 1810 | 0 | 4180
|  | 1811 | 0 | 4180
|  | 1812 | 0 | 4180
|  | 1813 | 0 | 4180
|  | 1814 | 0 | 4180
|  | 1815 | 0 | 4180
|  | 1816 | 0 | 4180
|  | 1817 | 0 | 4180
|  | 1818 | 0 | 4180
|  | 1819 | 0 | 4180
|  | 1820 | 0 | 4180
|  | 1821 | 0 | 4180
|  | 1822 | 0 | 4180
|  | 1823 | 0 | 4180
|  | 1824 | 0 | 4180
|  | 1825 | 0 | 6966.6667
|  | 1826 | 0 | 6966.6667
|  | 1827 | 0 | 6966.6667
|  | 1828 | 0 | 6966.6667
|  | 1829 | 0 | 6966.6667
|  | 1830 | 0 | 6966.6667
|  | 1831 | 0 | 6966.6667
|  | 1832 | 0 | 6966.6667
|  | 1833 | 0 | 6966.6667
|  | 1834 | 0 | 6966.6667
|  | 1835 | 0 | 6966.6667
|  | 1836 | 0 | 6966.6667
|  | 1837 | 0 | 6966.6667
|  | 1838 | 0 | 6966.6667
|  | 1839 | 0 | 6966.6667
|  | 1840 | 0 | 6966.6667
|  | 1841 | 0 | 6966.6667
|  | 1842 | 0 | 6966.6667
|  | 1843 | 0 | 6966.6667
|  | 1844 | 0 | 6966.6667
|  | 1845 | 0 | 6966.6667
|  | 1846 | 0 | 6966.6667
|  | 1847 | 0 | 6966.6667
|  | 1848 | 0 | 6966.6667
|  | 1849 | 0 | 9753.3333
|  | 1850 | 0 | 9753.3333
|  | 1851 | 0 | 9753.3333
|  | 1852 | 0 | 9753.3333
|  | 1853 | 0 | 9753.3333
|  | 1854 | 0 | 9753.3333
|  | 1855 | 0 | 9753.3333
|  | 1856 | 0 | 9753.3333
|  | 1857 | 0 | 9753.3333
|  | 1858 | 0 | 9753.3333
|  | 1859 | 0 | 9753.3333
|  | 1860 | 0 | 9753.3333
|  | 1861 | 0 | 9753.3333
|  | 1862 | 0 | 9753.3333
|  | 1863 | 0 | 9753.3333
|  | 1864 | 0 | 9753.3333
|  | 1865 | 0 | 9753.3333
|  | 1866 | 0 | 9753.3333
|  | 1867 | 0 | 9753.3333
|  | 1868 | 0 | 9753.3333
|  | 1869 | 0 | 9753.3333
|  | 1870 | 0 | 9753.3333
|  | 1871 | 0 | 9753.3333
|  | 1872 | 0 | 9753.3333
|  | 1873 | 0 | 4180
|  | 1874 | 0 | 4180
|  | 1875 | 0 | 4180
|  | 1876 | 0 | 4180
|  | 1877 | 0 | 4180
|  | 1878 | 0 | 4180
|  | 1879 | 0 | 4180
|  | 1880 | 0 | 4180
|  | 1881 | 0 | 4180
|  | 1882 | 0 | 4180
|  | 1883 | 0 | 4180
|  | 1884 | 0 | 4180
|  | 1885 | 0 | 4180
|  | 1886 | 0 | 4180
|  | 1887 | 0 | 4180
|  | 1888 | 0 | 4180
|  | 1889 | 0 | 4180
|  | 1890 | 0 | 4180
|  | 1891 | 0 | 4180
|  | 1892 | 0 | 4180
|  | 1893 | 0 | 4180
|  | 1894 | 0 | 4180
|  | 1895 | 0 | 4180
|  | 1896 | 0 | 4180
|  | 1897 | 0 | 6966.6667
|  | 1898 | 0 | 6966.6667
|  | 1899 | 0 | 6966.6667
|  | 1900 | 0 | 6966.6667
|  | 1901 | 0 | 6966.6667
|  | 1902 | 0 | 6966.6667
|  | 1903 | 0 | 6966.6667
|  | 1904 | 0 | 6966.6667
|  | 1905 | 0 | 6966.6667
|  | 1906 | 0 | 6966.6667
|  | 1907 | 0 | 6966.6667
|  | 1908 | 0 | 6966.6667
|  | 1909 | 0 | 6966.6667
|  | 1910 | 0 | 6966.6667
|  | 1911 | 0 | 6966.6667
|  | 1912 | 0 | 6966.6667
|  | 1913 | 0 | 6966.6667
|  | 1914 | 0 | 6966.6667
|  | 1915 | 0 | 6966.6667
|  | 1916 | 0 | 6966.6667
|  | 1917 | 0 | 6966.6667
|  | 1918 | 0 | 6966.6667
|  | 1919 | 0 | 6966.6667
|  | 1920 | 0 | 6966.6667
|  | 1921 | 0 | 4180
|  | 1922 | 0 | 4180
|  | 1923 | 0 | 4180
|  | 1924 | 0 | 4180
|  | 1925 | 0 | 4180
|  | 1926 | 0 | 4180
|  | 1927 | 0 | 4180
|  | 1928 | 0 | 4180
|  | 1929 | 0 | 4180
|  | 1930 | 0 | 4180
|  | 1931 | 0 | 4180
|  | 1932 | 0 | 4180
|  | 1933 | 0 | 4180
|  | 1934 | 0 | 4180
|  | 1935 | 0 | 4180
|  | 1936 | 0 | 4180
|  | 1937 | 0 | 4180
|  | 1938 | 0 | 4180
|  | 1939 | 0 | 4180
|  | 1940 | 0 | 4180
|  | 1941 | 0 | 4180
|  | 1942 | 0 | 4180
|  | 1943 | 0 | 4180
|  | 1944 | 0 | 4180
|  | 1945 | 0 | 4180
|  | 1946 | 0 | 4180
|  | 1947 | 0 | 4180
|  | 1948 | 0 | 4180
|  | 1949 | 0 | 4180
|  | 1950 | 0 | 4180
|  | 1951 | 0 | 4180
|  | 1952 | 0 | 4180
|  | 1953 | 0 | 4180
|  | 1954 | 0 | 4180
|  | 1955 | 0 | 4180
|  | 1956 | 0 | 4180
|  | 1957 | 0 | 4180
|  | 1958 | 0 | 4180
|  | 1959 | 0 | 4180
|  | 1960 | 0 | 4180
|  | 1961 | 0 | 4180
|  | 1962 | 0 | 4180
|  | 1963 | 0 | 4180
|  | 1964 | 0 | 4180
|  | 1965 | 0 | 4180
|  | 1966 | 0 | 4180
|  | 1967 | 0 | 4180
|  | 1968 | 0 | 4180
|  | 1969 | 0 | 4180
|  | 1970 | 0 | 4180
|  | 1971 | 0 | 4180
|  | 1972 | 0 | 4180
|  | 1973 | 0 | 4180
|  | 1974 | 0 | 4180
|  | 1975 | 0 | 4180
|  | 1976 | 0 | 4180
|  | 1977 | 0 | 4180
|  | 1978 | 0 | 4180
|  | 1979 | 0 | 4180
|  | 1980 | 0 | 4180
|  | 1981 | 0 | 4180
|  | 1982 | 0 | 4180
|  | 1983 | 0 | 4180
|  | 1984 | 0 | 4180
|  | 1985 | 0 | 4180
|  | 1986 | 0 | 4180
|  | 1987 | 0 | 4180
|  | 1988 | 0 | 4180
|  | 1989 | 0 | 4180
|  | 1990 | 0 | 4180
|  | 1991 | 0 | 4180
|  | 1992 | 0 | 4180
|  | 1993 | 0 | 4180
|  | 1994 | 0 | 4180
|  | 1995 | 0 | 4180
|  | 1996 | 0 | 4180
|  | 1997 | 0 | 4180
|  | 1998 | 0 | 4180
|  | 1999 | 0 | 4180
|  | 2000 | 0 | 4180
|  | 2001 | 0 | 4180
|  | 2002 | 0 | 4180
|  | 2003 | 0 | 4180
|  | 2004 | 0 | 4180
|  | 2005 | 0 | 4180
|  | 2006 | 0 | 4180
|  | 2007 | 0 | 4180
|  | 2008 | 0 | 4180
|  | 2009 | 0 | 4180
|  | 2010 | 0 | 4180
|  | 2011 | 0 | 4180
|  | 2012 | 0 | 4180
|  | 2013 | 0 | 4180
|  | 2014 | 0 | 4180
|  | 2015 | 0 | 4180
|  | 2016 | 0 | 4180
|  | 2017 | 0 | 4180
|  | 2018 | 0 | 4180
|  | 2019 | 0 | 4180
|  | 2020 | 0 | 4180
|  | 2021 | 0 | 4180
|  | 2022 | 0 | 4180
|  | 2023 | 0 | 4180
|  | 2024 | 0 | 4180
|  | 2025 | 0 | 4180
|  | 2026 | 0 | 4180
|  | 2027 | 0 | 4180
|  | 2028 | 0 | 4180
|  | 2029 | 0 | 4180
|  | 2030 | 0 | 4180
|  | 2031 | 0 | 4180
|  | 2032 | 0 | 4180
|  | 2033 | 0 | 4180
|  | 2034 | 0 | 4180
|  | 2035 | 0 | 4180
|  | 2036 | 0 | 4180
|  | 2037 | 0 | 4180
|  | 2038 | 0 | 4180
|  | 2039 | 0 | 4180
|  | 2040 | 0 | 4180
|  | 2041 | 0 | 4180
|  | 2042 | 0 | 4180
|  | 2043 | 0 | 4180
|  | 2044 | 0 | 4180
|  | 2045 | 0 | 4180
|  | 2046 | 0 | 4180
|  | 2047 | 0 | 4180
|  | 2048 | 0 | 4180
|  | 2049 | 0 | 4180
|  | 2050 | 0 | 4180
|  | 2051 | 0 | 4180
|  | 2052 | 0 | 4180
|  | 2053 | 0 | 4180
|  | 2054 | 0 | 4180
|  | 2055 | 0 | 4180
|  | 2056 | 0 | 4180
|  | 2057 | 0 | 4180
|  | 2058 | 0 | 4180
|  | 2059 | 0 | 4180
|  | 2060 | 0 | 4180
|  | 2061 | 0 | 4180
|  | 2062 | 0 | 4180
|  | 2063 | 0 | 4180
|  | 2064 | 0 | 4180
|  | 2065 | 0 | 4180
|  | 2066 | 0 | 4180
|  | 2067 | 0 | 4180
|  | 2068 | 0 | 4180
|  | 2069 | 0 | 4180
|  | 2070 | 0 | 4180
|  | 2071 | 0 | 4180
|  | 2072 | 0 | 4180
|  | 2073 | 0 | 4180
|  | 2074 | 0 | 4180
|  | 2075 | 0 | 4180
|  | 2076 | 0 | 4180
|  | 2077 | 0 | 4180
|  | 2078 | 0 | 4180
|  | 2079 | 0 | 4180
|  | 2080 | 0 | 4180
|  | 2081 | 0 | 4180
|  | 2082 | 0 | 4180
|  | 2083 | 0 | 4180
|  | 2084 | 0 | 4180
|  | 2085 | 0 | 4180
|  | 2086 | 0 | 4180
|  | 2087 | 0 | 4180
|  | 2088 | 0 | 4180
|  | 2089 | 0 | 4180
|  | 2090 | 0 | 4180
|  | 2091 | 0 | 4180
|  | 2092 | 0 | 4180
|  | 2093 | 0 | 4180
|  | 2094 | 0 | 4180
|  | 2095 | 0 | 4180
|  | 2096 | 0 | 4180
|  | 2097 | 0 | 4180
|  | 2098 | 0 | 4180
|  | 2099 | 0 | 4180
|  | 2100 | 0 | 4180
|  | 2101 | 0 | 4180
|  | 2102 | 0 | 4180
|  | 2103 | 0 | 4180
|  | 2104 | 0 | 4180
|  | 2105 | 0 | 4180
|  | 2106 | 0 | 4180
|  | 2107 | 0 | 4180
|  | 2108 | 0 | 4180
|  | 2109 | 0 | 4180
|  | 2110 | 0 | 4180
|  | 2111 | 0 | 4180
|  | 2112 | 0 | 4180
|  | 2113 | 0 | 4180
|  | 2114 | 0 | 4180
|  | 2115 | 0 | 4180
|  | 2116 | 0 | 4180
|  | 2117 | 0 | 4180
|  | 2118 | 0 | 4180
|  | 2119 | 0 | 4180
|  | 2120 | 0 | 4180
|  | 2121 | 0 | 4180
|  | 2122 | 0 | 4180
|  | 2123 | 0 | 4180
|  | 2124 | 0 | 4180
|  | 2125 | 0 | 4180
|  | 2126 | 0 | 4180
|  | 2127 | 0 | 4180
|  | 2128 | 0 | 4180
|  | 2129 | 0 | 4180
|  | 2130 | 0 | 4180
|  | 2131 | 0 | 4180
|  | 2132 | 0 | 4180
|  | 2133 | 0 | 4180
|  | 2134 | 0 | 4180
|  | 2135 | 0 | 4180
|  | 2136 | 0 | 4180
|  | 2137 | 0 | 4180
|  | 2138 | 0 | 4180
|  | 2139 | 0 | 4180
|  | 2140 | 0 | 4180
|  | 2141 | 0 | 4180
|  | 2142 | 0 | 4180
|  | 2143 | 0 | 4180
|  | 2144 | 0 | 4180
|  | 2145 | 0 | 4180
|  | 2146 | 0 | 4180
|  | 2147 | 0 | 4180
|  | 2148 | 0 | 4180
|  | 2149 | 0 | 4180
|  | 2150 | 0 | 4180
|  | 2151 | 0 | 4180
|  | 2152 | 0 | 4180
|  | 2153 | 0 | 4180
|  | 2154 | 0 | 4180
|  | 2155 | 0 | 4180
|  | 2156 | 0 | 4180
|  | 2157 | 0 | 4180
|  | 2158 | 0 | 4180
|  | 2159 | 0 | 4180
|  | 2160 | 0 | 4180
|  | 2161 | 0 | 6966.6667
|  | 2162 | 0 | 6966.6667
|  | 2163 | 0 | 6966.6667
|  | 2164 | 0 | 6966.6667
|  | 2165 | 0 | 6966.6667
|  | 2166 | 0 | 6966.6667
|  | 2167 | 0 | 6966.6667
|  | 2168 | 0 | 6966.6667
|  | 2169 | 0 | 6966.6667
|  | 2170 | 0 | 6966.6667
|  | 2171 | 0 | 6966.6667
|  | 2172 | 0 | 6966.6667
|  | 2173 | 0 | 6966.6667
|  | 2174 | 0 | 6966.6667
|  | 2175 | 0 | 6966.6667
|  | 2176 | 0 | 6966.6667
|  | 2177 | 0 | 6966.6667
|  | 2178 | 0 | 6966.6667
|  | 2179 | 0 | 6966.6667
|  | 2180 | 0 | 6966.6667
|  | 2181 | 0 | 6966.6667
|  | 2182 | 0 | 6966.6667
|  | 2183 | 0 | 6966.6667
|  | 2184 | 0 | 6966.6667
|  | 2185 | 0 | 4180
|  | 2186 | 0 | 4180
|  | 2187 | 0 | 4180
|  | 2188 | 0 | 4180
|  | 2189 | 0 | 4180
|  | 2190 | 0 | 4180
|  | 2191 | 0 | 4180
|  | 2192 | 0 | 4180
|  | 2193 | 0 | 4180
|  | 2194 | 0 | 4180
|  | 2195 | 0 | 4180
|  | 2196 | 0 | 4180
|  | 2197 | 0 | 4180
|  | 2198 | 0 | 4180
|  | 2199 | 0 | 4180
|  | 2200 | 0 | 4180
|  | 2201 | 0 | 4180
|  | 2202 | 0 | 4180
|  | 2203 | 0 | 4180
|  | 2204 | 0 | 4180
|  | 2205 | 0 | 4180
|  | 2206 | 0 | 4180
|  | 2207 | 0 | 4180
|  | 2208 | 0 | 4180
|  | 2209 | 0 | 4180
|  | 2210 | 0 | 4180
|  | 2211 | 0 | 4180
|  | 2212 | 0 | 4180
|  | 2213 | 0 | 4180
|  | 2214 | 0 | 4180
|  | 2215 | 0 | 4180
|  | 2216 | 0 | 4180
|  | 2217 | 0 | 4180
|  | 2218 | 0 | 4180
|  | 2219 | 0 | 4180
|  | 2220 | 0 | 4180
|  | 2221 | 0 | 4180
|  | 2222 | 0 | 4180
|  | 2223 | 0 | 4180
|  | 2224 | 0 | 4180
|  | 2225 | 0 | 4180
|  | 2226 | 0 | 4180
|  | 2227 | 0 | 4180
|  | 2228 | 0 | 4180
|  | 2229 | 0 | 4180
|  | 2230 | 0 | 4180
|  | 2231 | 0 | 4180
|  | 2232 | 0 | 4180
|  | 2233 | 0 | 4180
|  | 2234 | 0 | 4180
|  | 2235 | 0 | 4180
|  | 2236 | 0 | 4180
|  | 2237 | 0 | 4180
|  | 2238 | 0 | 4180
|  | 2239 | 0 | 4180
|  | 2240 | 0 | 4180
|  | 2241 | 0 | 4180
|  | 2242 | 0 | 4180
|  | 2243 | 0 | 4180
|  | 2244 | 0 | 4180
|  | 2245 | 0 | 4180
|  | 2246 | 0 | 4180
|  | 2247 | 0 | 4180
|  | 2248 | 0 | 4180
|  | 2249 | 0 | 4180
|  | 2250 | 0 | 4180
|  | 2251 | 0 | 4180
|  | 2252 | 0 | 4180
|  | 2253 | 0 | 4180
|  | 2254 | 0 | 4180
|  | 2255 | 0 | 4180
|  | 2256 | 0 | 4180
|  | 2257 | 0 | 4180
|  | 2258 | 0 | 4180
|  | 2259 | 0 | 4180
|  | 2260 | 0 | 4180
|  | 2261 | 0 | 4180
|  | 2262 | 0 | 4180
|  | 2263 | 0 | 4180
|  | 2264 | 0 | 4180
|  | 2265 | 0 | 4180
|  | 2266 | 0 | 4180
|  | 2267 | 0 | 4180
|  | 2268 | 0 | 4180
|  | 2269 | 0 | 4180
|  | 2270 | 0 | 4180
|  | 2271 | 0 | 4180
|  | 2272 | 0 | 4180
|  | 2273 | 0 | 4180
|  | 2274 | 0 | 4180
|  | 2275 | 0 | 4180
|  | 2276 | 0 | 4180
|  | 2277 | 0 | 4180
|  | 2278 | 0 | 4180
|  | 2279 | 0 | 4180
|  | 2280 | 0 | 4180
|  | 2281 | 0 | 6966.6667
|  | 2282 | 0 | 6966.6667
|  | 2283 | 0 | 6966.6667
|  | 2284 | 0 | 6966.6667
|  | 2285 | 0 | 6966.6667
|  | 2286 | 0 | 6966.6667
|  | 2287 | 0 | 6966.6667
|  | 2288 | 0 | 6966.6667
|  | 2289 | 0 | 6966.6667
|  | 2290 | 0 | 6966.6667
|  | 2291 | 0 | 6966.6667
|  | 2292 | 0 | 6966.6667
|  | 2293 | 0 | 6966.6667
|  | 2294 | 0 | 6966.6667
|  | 2295 | 0 | 6966.6667
|  | 2296 | 0 | 6966.6667
|  | 2297 | 0 | 6966.6667
|  | 2298 | 0 | 6966.6667
|  | 2299 | 0 | 6966.6667
|  | 2300 | 0 | 6966.6667
|  | 2301 | 0 | 6966.6667
|  | 2302 | 0 | 6966.6667
|  | 2303 | 0 | 6966.6667
|  | 2304 | 0 | 6966.6667
|  | 2305 | 0 | 4180
|  | 2306 | 0 | 4180
|  | 2307 | 0 | 4180
|  | 2308 | 0 | 4180
|  | 2309 | 0 | 4180
|  | 2310 | 0 | 4180
|  | 2311 | 0 | 4180
|  | 2312 | 0 | 4180
|  | 2313 | 0 | 4180
|  | 2314 | 0 | 4180
|  | 2315 | 0 | 4180
|  | 2316 | 0 | 4180
|  | 2317 | 0 | 4180
|  | 2318 | 0 | 4180
|  | 2319 | 0 | 4180
|  | 2320 | 0 | 4180
|  | 2321 | 0 | 4180
|  | 2322 | 0 | 4180
|  | 2323 | 0 | 4180
|  | 2324 | 0 | 4180
|  | 2325 | 0 | 4180
|  | 2326 | 0 | 4180
|  | 2327 | 0 | 4180
|  | 2328 | 0 | 4180
|  | 2329 | 0 | 4180
|  | 2330 | 0 | 4180
|  | 2331 | 0 | 4180
|  | 2332 | 0 | 4180
|  | 2333 | 0 | 4180
|  | 2334 | 0 | 4180
|  | 2335 | 0 | 4180
|  | 2336 | 0 | 4180
|  | 2337 | 0 | 4180
|  | 2338 | 0 | 4180
|  | 2339 | 0 | 4180
|  | 2340 | 0 | 4180
|  | 2341 | 0 | 4180
|  | 2342 | 0 | 4180
|  | 2343 | 0 | 4180
|  | 2344 | 0 | 4180
|  | 2345 | 0 | 4180
|  | 2346 | 0 | 4180
|  | 2347 | 0 | 4180
|  | 2348 | 0 | 4180
|  | 2349 | 0 | 4180
|  | 2350 | 0 | 4180
|  | 2351 | 0 | 4180
|  | 2352 | 0 | 4180
|  | 2353 | 0 | 4180
|  | 2354 | 0 | 4180
|  | 2355 | 0 | 4180
|  | 2356 | 0 | 4180
|  | 2357 | 0 | 4180
|  | 2358 | 0 | 4180
|  | 2359 | 0 | 4180
|  | 2360 | 0 | 4180
|  | 2361 | 0 | 4180
|  | 2362 | 0 | 4180
|  | 2363 | 0 | 4180
|  | 2364 | 0 | 4180
|  | 2365 | 0 | 4180
|  | 2366 | 0 | 4180
|  | 2367 | 0 | 4180
|  | 2368 | 0 | 4180
|  | 2369 | 0 | 4180
|  | 2370 | 0 | 4180
|  | 2371 | 0 | 4180
|  | 2372 | 0 | 4180
|  | 2373 | 0 | 4180
|  | 2374 | 0 | 4180
|  | 2375 | 0 | 4180
|  | 2376 | 0 | 4180
|  | 2377 | 0 | 4180
|  | 2378 | 0 | 4180
|  | 2379 | 0 | 4180
|  | 2380 | 0 | 4180
|  | 2381 | 0 | 4180
|  | 2382 | 0 | 4180
|  | 2383 | 0 | 4180
|  | 2384 | 0 | 4180
|  | 2385 | 0 | 4180
|  | 2386 | 0 | 4180
|  | 2387 | 0 | 4180
|  | 2388 | 0 | 4180
|  | 2389 | 0 | 4180
|  | 2390 | 0 | 4180
|  | 2391 | 0 | 4180
|  | 2392 | 0 | 4180
|  | 2393 | 0 | 4180
|  | 2394 | 0 | 4180
|  | 2395 | 0 | 4180
|  | 2396 | 0 | 4180
|  | 2397 | 0 | 4180
|  | 2398 | 0 | 4180
|  | 2399 | 0 | 4180
|  | 2400 | 0 | 4180
|  | 2401 | 0 | 4180
|  | 2402 | 0 | 4180
|  | 2403 | 0 | 4180
|  | 2404 | 0 | 4180
|  | 2405 | 0 | 4180
|  | 2406 | 0 | 4180
|  | 2407 | 0 | 4180
|  | 2408 | 0 | 4180
|  | 2409 | 0 | 4180
|  | 2410 | 0 | 4180
|  | 2411 | 0 | 4180
|  | 2412 | 0 | 4180
|  | 2413 | 0 | 4180
|  | 2414 | 0 | 4180
|  | 2415 | 0 | 4180
|  | 2416 | 0 | 4180
|  | 2417 | 0 | 4180
|  | 2418 | 0 | 4180
|  | 2419 | 0 | 4180
|  | 2420 | 0 | 4180
|  | 2421 | 0 | 4180
|  | 2422 | 0 | 4180
|  | 2423 | 0 | 4180
|  | 2424 | 0 | 4180
|  | 2425 | 0 | 4180
|  | 2426 | 0 | 4180
|  | 2427 | 0 | 4180
|  | 2428 | 0 | 4180
|  | 2429 | 0 | 4180
|  | 2430 | 0 | 4180
|  | 2431 | 0 | 4180
|  | 2432 | 0 | 4180
|  | 2433 | 0 | 4180
|  | 2434 | 0 | 4180
|  | 2435 | 0 | 4180
|  | 2436 | 0 | 4180
|  | 2437 | 0 | 4180
|  | 2438 | 0 | 4180
|  | 2439 | 0 | 4180
|  | 2440 | 0 | 4180
|  | 2441 | 0 | 4180
|  | 2442 | 0 | 4180
|  | 2443 | 0 | 4180
|  | 2444 | 0 | 4180
|  | 2445 | 0 | 4180
|  | 2446 | 0 | 4180
|  | 2447 | 0 | 4180
|  | 2448 | 0 | 4180
|  | 2449 | 0 | 4180
|  | 2450 | 0 | 4180
|  | 2451 | 0 | 4180
|  | 2452 | 0 | 4180
|  | 2453 | 0 | 4180
|  | 2454 | 0 | 4180
|  | 2455 | 0 | 4180
|  | 2456 | 0 | 4180
|  | 2457 | 0 | 4180
|  | 2458 | 0 | 4180
|  | 2459 | 0 | 4180
|  | 2460 | 0 | 4180
|  | 2461 | 0 | 4180
|  | 2462 | 0 | 4180
|  | 2463 | 0 | 4180
|  | 2464 | 0 | 4180
|  | 2465 | 0 | 4180
|  | 2466 | 0 | 4180
|  | 2467 | 0 | 4180
|  | 2468 | 0 | 4180
|  | 2469 | 0 | 4180
|  | 2470 | 0 | 4180
|  | 2471 | 0 | 4180
|  | 2472 | 0 | 4180
|  | 2473 | 0 | 4180
|  | 2474 | 0 | 4180
|  | 2475 | 0 | 4180
|  | 2476 | 0 | 4180
|  | 2477 | 0 | 4180
|  | 2478 | 0 | 4180
|  | 2479 | 0 | 4180
|  | 2480 | 0 | 4180
|  | 2481 | 0 | 4180
|  | 2482 | 0 | 4180
|  | 2483 | 0 | 4180
|  | 2484 | 0 | 4180
|  | 2485 | 0 | 4180
|  | 2486 | 0 | 4180
|  | 2487 | 0 | 4180
|  | 2488 | 0 | 4180
|  | 2489 | 0 | 4180
|  | 2490 | 0 | 4180
|  | 2491 | 0 | 4180
|  | 2492 | 0 | 4180
|  | 2493 | 0 | 4180
|  | 2494 | 0 | 4180
|  | 2495 | 0 | 4180
|  | 2496 | 0 | 4180
|  | 2497 | 0 | 6966.6667
|  | 2498 | 0 | 6966.6667
|  | 2499 | 0 | 6966.6667
|  | 2500 | 0 | 6966.6667
|  | 2501 | 0 | 6966.6667
|  | 2502 | 0 | 6966.6667
|  | 2503 | 0 | 6966.6667
|  | 2504 | 0 | 6966.6667
|  | 2505 | 0 | 6966.6667
|  | 2506 | 0 | 6966.6667
|  | 2507 | 0 | 6966.6667
|  | 2508 | 0 | 6966.6667
|  | 2509 | 0 | 6966.6667
|  | 2510 | 0 | 6966.6667
|  | 2511 | 0 | 6966.6667
|  | 2512 | 0 | 6966.6667
|  | 2513 | 0 | 6966.6667
|  | 2514 | 0 | 6966.6667
|  | 2515 | 0 | 6966.6667
|  | 2516 | 0 | 6966.6667
|  | 2517 | 0 | 6966.6667
|  | 2518 | 0 | 6966.6667
|  | 2519 | 0 | 6966.6667
|  | 2520 | 0 | 6966.6667
|  | 2521 | 0 | 4180
|  | 2522 | 0 | 4180
|  | 2523 | 0 | 4180
|  | 2524 | 0 | 4180
|  | 2525 | 0 | 4180
|  | 2526 | 0 | 4180
|  | 2527 | 0 | 4180
|  | 2528 | 0 | 4180
|  | 2529 | 0 | 4180
|  | 2530 | 0 | 4180
|  | 2531 | 0 | 4180
|  | 2532 | 0 | 4180
|  | 2533 | 0 | 4180
|  | 2534 | 0 | 4180
|  | 2535 | 0 | 4180
|  | 2536 | 0 | 4180
|  | 2537 | 0 | 4180
|  | 2538 | 0 | 4180
|  | 2539 | 0 | 4180
|  | 2540 | 0 | 4180
|  | 2541 | 0 | 4180
|  | 2542 | 0 | 4180
|  | 2543 | 0 | 4180
|  | 2544 | 0 | 4180
|  | 2545 | 0 | 4180
|  | 2546 | 0 | 4180
|  | 2547 | 0 | 4180
|  | 2548 | 0 | 4180
|  | 2549 | 0 | 4180
|  | 2550 | 0 | 4180
|  | 2551 | 0 | 4180
|  | 2552 | 0 | 4180
|  | 2553 | 0 | 4180
|  | 2554 | 0 | 4180
|  | 2555 | 0 | 4180
|  | 2556 | 0 | 4180
|  | 2557 | 0 | 4180
|  | 2558 | 0 | 4180
|  | 2559 | 0 | 4180
|  | 2560 | 0 | 4180
|  | 2561 | 0 | 4180
|  | 2562 | 0 | 4180
|  | 2563 | 0 | 4180
|  | 2564 | 0 | 4180
|  | 2565 | 0 | 4180
|  | 2566 | 0 | 4180
|  | 2567 | 0 | 4180
|  | 2568 | 0 | 4180
|  | 2569 | 0 | 6966.6667
|  | 2570 | 0 | 6966.6667
|  | 2571 | 0 | 6966.6667
|  | 2572 | 0 | 6966.6667
|  | 2573 | 0 | 6966.6667
|  | 2574 | 0 | 6966.6667
|  | 2575 | 0 | 6966.6667
|  | 2576 | 0 | 6966.6667
|  | 2577 | 0 | 6966.6667
|  | 2578 | 0 | 6966.6667
|  | 2579 | 0 | 6966.6667
|  | 2580 | 0 | 6966.6667
|  | 2581 | 0 | 6966.6667
|  | 2582 | 0 | 6966.6667
|  | 2583 | 0 | 6966.6667
|  | 2584 | 0 | 6966.6667
|  | 2585 | 0 | 6966.6667
|  | 2586 | 0 | 6966.6667
|  | 2587 | 0 | 6966.6667
|  | 2588 | 0 | 6966.6667
|  | 2589 | 0 | 6966.6667
|  | 2590 | 0 | 6966.6667
|  | 2591 | 0 | 6966.6667
|  | 2592 | 0 | 6966.6667
|  | 2593 | 0 | 4180
|  | 2594 | 0 | 4180
|  | 2595 | 0 | 4180
|  | 2596 | 0 | 4180
|  | 2597 | 0 | 4180
|  | 2598 | 0 | 4180
|  | 2599 | 0 | 4180
|  | 2600 | 0 | 4180
|  | 2601 | 0 | 4180
|  | 2602 | 0 | 4180
|  | 2603 | 0 | 4180
|  | 2604 | 0 | 4180
|  | 2605 | 0 | 4180
|  | 2606 | 0 | 4180
|  | 2607 | 0 | 4180
|  | 2608 | 0 | 4180
|  | 2609 | 0 | 4180
|  | 2610 | 0 | 4180
|  | 2611 | 0 | 4180
|  | 2612 | 0 | 4180
|  | 2613 | 0 | 4180
|  | 2614 | 0 | 4180
|  | 2615 | 0 | 4180
|  | 2616 | 0 | 4180
|  | 2617 | 0 | 4180
|  | 2618 | 0 | 4180
|  | 2619 | 0 | 4180
|  | 2620 | 0 | 4180
|  | 2621 | 0 | 4180
|  | 2622 | 0 | 4180
|  | 2623 | 0 | 4180
|  | 2624 | 0 | 4180
|  | 2625 | 0 | 4180
|  | 2626 | 0 | 4180
|  | 2627 | 0 | 4180
|  | 2628 | 0 | 4180
|  | 2629 | 0 | 4180
|  | 2630 | 0 | 4180
|  | 2631 | 0 | 4180
|  | 2632 | 0 | 4180
|  | 2633 | 0 | 4180
|  | 2634 | 0 | 4180
|  | 2635 | 0 | 4180
|  | 2636 | 0 | 4180
|  | 2637 | 0 | 4180
|  | 2638 | 0 | 4180
|  | 2639 | 0 | 4180
|  | 2640 | 0 | 4180
|  | 2641 | 0 | 4180
|  | 2642 | 0 | 4180
|  | 2643 | 0 | 4180
|  | 2644 | 0 | 4180
|  | 2645 | 0 | 4180
|  | 2646 | 0 | 4180
|  | 2647 | 0 | 4180
|  | 2648 | 0 | 4180
|  | 2649 | 0 | 4180
|  | 2650 | 0 | 4180
|  | 2651 | 0 | 4180
|  | 2652 | 0 | 4180
|  | 2653 | 0 | 4180
|  | 2654 | 0 | 4180
|  | 2655 | 0 | 4180
|  | 2656 | 0 | 4180
|  | 2657 | 0 | 4180
|  | 2658 | 0 | 4180
|  | 2659 | 0 | 4180
|  | 2660 | 0 | 4180
|  | 2661 | 0 | 4180
|  | 2662 | 0 | 4180
|  | 2663 | 0 | 4180
|  | 2664 | 0 | 4180
|  | 2665 | 0 | 4180
|  | 2666 | 0 | 4180
|  | 2667 | 0 | 4180
|  | 2668 | 0 | 4180
|  | 2669 | 0 | 4180
|  | 2670 | 0 | 4180
|  | 2671 | 0 | 4180
|  | 2672 | 0 | 4180
|  | 2673 | 0 | 4180
|  | 2674 | 0 | 4180
|  | 2675 | 0 | 4180
|  | 2676 | 0 | 4180
|  | 2677 | 0 | 4180
|  | 2678 | 0 | 4180
|  | 2679 | 0 | 4180
|  | 2680 | 0 | 4180
|  | 2681 | 0 | 4180
|  | 2682 | 0 | 4180
|  | 2683 | 0 | 4180
|  | 2684 | 0 | 4180
|  | 2685 | 0 | 4180
|  | 2686 | 0 | 4180
|  | 2687 | 0 | 4180
|  | 2688 | 0 | 4180
|  | 2689 | 0 | 4180
|  | 2690 | 0 | 4180
|  | 2691 | 0 | 4180
|  | 2692 | 0 | 4180
|  | 2693 | 0 | 4180
|  | 2694 | 0 | 4180
|  | 2695 | 0 | 4180
|  | 2696 | 0 | 4180
|  | 2697 | 0 | 4180
|  | 2698 | 0 | 4180
|  | 2699 | 0 | 4180
|  | 2700 | 0 | 4180
|  | 2701 | 0 | 4180
|  | 2702 | 0 | 4180
|  | 2703 | 0 | 4180
|  | 2704 | 0 | 4180
|  | 2705 | 0 | 4180
|  | 2706 | 0 | 4180
|  | 2707 | 0 | 4180
|  | 2708 | 0 | 4180
|  | 2709 | 0 | 4180
|  | 2710 | 0 | 4180
|  | 2711 | 0 | 4180
|  | 2712 | 0 | 4180
|  | 2713 | 0 | 4180
|  | 2714 | 0 | 4180
|  | 2715 | 0 | 4180
|  | 2716 | 0 | 4180
|  | 2717 | 0 | 4180
|  | 2718 | 0 | 4180
|  | 2719 | 0 | 4180
|  | 2720 | 0 | 4180
|  | 2721 | 0 | 4180
|  | 2722 | 0 | 4180
|  | 2723 | 0 | 4180
|  | 2724 | 0 | 4180
|  | 2725 | 0 | 4180
|  | 2726 | 0 | 4180
|  | 2727 | 0 | 4180
|  | 2728 | 0 | 4180
|  | 2729 | 0 | 4180
|  | 2730 | 0 | 4180
|  | 2731 | 0 | 4180
|  | 2732 | 0 | 4180
|  | 2733 | 0 | 4180
|  | 2734 | 0 | 4180
|  | 2735 | 0 | 4180
|  | 2736 | 0 | 4180
|  | 2737 | 0 | 6966.6667
|  | 2738 | 0 | 6966.6667
|  | 2739 | 0 | 6966.6667
|  | 2740 | 0 | 6966.6667
|  | 2741 | 0 | 6966.6667
|  | 2742 | 0 | 6966.6667
|  | 2743 | 0 | 6966.6667
|  | 2744 | 0 | 6966.6667
|  | 2745 | 0 | 6966.6667
|  | 2746 | 0 | 6966.6667
|  | 2747 | 0 | 6966.6667
|  | 2748 | 0 | 6966.6667
|  | 2749 | 0 | 6966.6667
|  | 2750 | 0 | 6966.6667
|  | 2751 | 0 | 6966.6667
|  | 2752 | 0 | 6966.6667
|  | 2753 | 0 | 6966.6667
|  | 2754 | 0 | 6966.6667
|  | 2755 | 0 | 6966.6667
|  | 2756 | 0 | 6966.6667
|  | 2757 | 0 | 6966.6667
|  | 2758 | 0 | 6966.6667
|  | 2759 | 0 | 6966.6667
|  | 2760 | 0 | 6966.6667
|  | 2761 | 0 | 6966.6667
|  | 2762 | 0 | 6966.6667
|  | 2763 | 0 | 6966.6667
|  | 2764 | 0 | 6966.6667
|  | 2765 | 0 | 6966.6667
|  | 2766 | 0 | 6966.6667
|  | 2767 | 0 | 6966.6667
|  | 2768 | 0 | 6966.6667
|  | 2769 | 0 | 6966.6667
|  | 2770 | 0 | 6966.6667
|  | 2771 | 0 | 6966.6667
|  | 2772 | 0 | 6966.6667
|  | 2773 | 0 | 6966.6667
|  | 2774 | 0 | 6966.6667
|  | 2775 | 0 | 6966.6667
|  | 2776 | 0 | 6966.6667
|  | 2777 | 0 | 6966.6667
|  | 2778 | 0 | 6966.6667
|  | 2779 | 0 | 6966.6667
|  | 2780 | 0 | 6966.6667
|  | 2781 | 0 | 6966.6667
|  | 2782 | 0 | 6966.6667
|  | 2783 | 0 | 6966.6667
|  | 2784 | 0 | 6966.6667
|  | 2785 | 0 | 6966.6667
|  | 2786 | 0 | 6966.6667
|  | 2787 | 0 | 6966.6667
|  | 2788 | 0 | 6966.6667
|  | 2789 | 0 | 6966.6667
|  | 2790 | 0 | 6966.6667
|  | 2791 | 0 | 6966.6667
|  | 2792 | 0 | 6966.6667
|  | 2793 | 0 | 6966.6667
|  | 2794 | 0 | 6966.6667
|  | 2795 | 0 | 6966.6667
|  | 2796 | 0 | 6966.6667
|  | 2797 | 0 | 6966.6667
|  | 2798 | 0 | 6966.6667
|  | 2799 | 0 | 6966.6667
|  | 2800 | 0 | 6966.6667
|  | 2801 | 0 | 6966.6667
|  | 2802 | 0 | 6966.6667
|  | 2803 | 0 | 6966.6667
|  | 2804 | 0 | 6966.6667
|  | 2805 | 0 | 6966.6667
|  | 2806 | 0 | 6966.6667
|  | 2807 | 0 | 6966.6667
|  | 2808 | 0 | 6966.6667
|  | 2809 | 0 | 6966.6667
|  | 2810 | 0 | 6966.6667
|  | 2811 | 0 | 6966.6667
|  | 2812 | 0 | 6966.6667
|  | 2813 | 0 | 6966.6667
|  | 2814 | 0 | 6966.6667
|  | 2815 | 0 | 6966.6667
|  | 2816 | 0 | 6966.6667
|  | 2817 | 0 | 6966.6667
|  | 2818 | 0 | 6966.6667
|  | 2819 | 0 | 6966.6667
|  | 2820 | 0 | 6966.6667
|  | 2821 | 0 | 6966.6667
|  | 2822 | 0 | 6966.6667
|  | 2823 | 0 | 6966.6667
|  | 2824 | 0 | 6966.6667
|  | 2825 | 0 | 6966.6667
|  | 2826 | 0 | 6966.6667
|  | 2827 | 0 | 6966.6667
|  | 2828 | 0 | 6966.6667
|  | 2829 | 0 | 6966.6667
|  | 2830 | 0 | 6966.6667
|  | 2831 | 0 | 6966.6667
|  | 2832 | 0 | 6966.6667
|  | 2833 | 0 | 4180
|  | 2834 | 0 | 4180
|  | 2835 | 0 | 4180
|  | 2836 | 0 | 4180
|  | 2837 | 0 | 4180
|  | 2838 | 0 | 4180
|  | 2839 | 0 | 4180
|  | 2840 | 0 | 4180
|  | 2841 | 0 | 4180
|  | 2842 | 0 | 4180
|  | 2843 | 0 | 4180
|  | 2844 | 0 | 4180
|  | 2845 | 0 | 4180
|  | 2846 | 0 | 4180
|  | 2847 | 0 | 4180
|  | 2848 | 0 | 4180
|  | 2849 | 0 | 4180
|  | 2850 | 0 | 4180
|  | 2851 | 0 | 4180
|  | 2852 | 0 | 4180
|  | 2853 | 0 | 4180
|  | 2854 | 0 | 4180
|  | 2855 | 0 | 4180
|  | 2856 | 0 | 4180
|  | 2857 | 0 | 4180
|  | 2858 | 0 | 4180
|  | 2859 | 0 | 4180
|  | 2860 | 0 | 4180
|  | 2861 | 0 | 4180
|  | 2862 | 0 | 4180
|  | 2863 | 0 | 4180
|  | 2864 | 0 | 4180
|  | 2865 | 0 | 4180
|  | 2866 | 0 | 4180
|  | 2867 | 0 | 4180
|  | 2868 | 0 | 4180
|  | 2869 | 0 | 4180
|  | 2870 | 0 | 4180
|  | 2871 | 0 | 4180
|  | 2872 | 0 | 4180
|  | 2873 | 0 | 4180
|  | 2874 | 0 | 4180
|  | 2875 | 0 | 4180
|  | 2876 | 0 | 4180
|  | 2877 | 0 | 4180
|  | 2878 | 0 | 4180
|  | 2879 | 0 | 4180
|  | 2880 | 0 | 4180
|  | 2881 | 0 | 4180
|  | 2882 | 0 | 4180
|  | 2883 | 0 | 4180
|  | 2884 | 0 | 4180
|  | 2885 | 0 | 4180
|  | 2886 | 0 | 4180
|  | 2887 | 0 | 4180
|  | 2888 | 0 | 4180
|  | 2889 | 0 | 4180
|  | 2890 | 0 | 4180
|  | 2891 | 0 | 4180
|  | 2892 | 0 | 4180
|  | 2893 | 0 | 4180
|  | 2894 | 0 | 4180
|  | 2895 | 0 | 4180
|  | 2896 | 0 | 4180
|  | 2897 | 0 | 4180
|  | 2898 | 0 | 4180
|  | 2899 | 0 | 4180
|  | 2900 | 0 | 4180
|  | 2901 | 0 | 4180
|  | 2902 | 0 | 4180
|  | 2903 | 0 | 4180
|  | 2904 | 0 | 4180
|  | 2905 | 0 | 6966.6667
|  | 2906 | 0 | 6966.6667
|  | 2907 | 0 | 6966.6667
|  | 2908 | 0 | 6966.6667
|  | 2909 | 0 | 6966.6667
|  | 2910 | 0 | 6966.6667
|  | 2911 | 0 | 6966.6667
|  | 2912 | 0 | 6966.6667
|  | 2913 | 0 | 6966.6667
|  | 2914 | 0 | 6966.6667
|  | 2915 | 0 | 6966.6667
|  | 2916 | 0 | 6966.6667
|  | 2917 | 0 | 6966.6667
|  | 2918 | 0 | 6966.6667
|  | 2919 | 0 | 6966.6667
|  | 2920 | 0 | 6966.6667
|  | 2921 | 0 | 6966.6667
|  | 2922 | 0 | 6966.6667
|  | 2923 | 0 | 6966.6667
|  | 2924 | 0 | 6966.6667
|  | 2925 | 0 | 6966.6667
|  | 2926 | 0 | 6966.6667
|  | 2927 | 0 | 6966.6667
|  | 2928 | 0 | 6966.6667
|  | 2929 | 0 | 6966.6667
|  | 2930 | 0 | 6966.6667
|  | 2931 | 0 | 6966.6667
|  | 2932 | 0 | 6966.6667
|  | 2933 | 0 | 6966.6667
|  | 2934 | 0 | 6966.6667
|  | 2935 | 0 | 6966.6667
|  | 2936 | 0 | 6966.6667
|  | 2937 | 0 | 6966.6667
|  | 2938 | 0 | 6966.6667
|  | 2939 | 0 | 6966.6667
|  | 2940 | 0 | 6966.6667
|  | 2941 | 0 | 6966.6667
|  | 2942 | 0 | 6966.6667
|  | 2943 | 0 | 6966.6667
|  | 2944 | 0 | 6966.6667
|  | 2945 | 0 | 6966.6667
|  | 2946 | 0 | 6966.6667
|  | 2947 | 0 | 6966.6667
|  | 2948 | 0 | 6966.6667
|  | 2949 | 0 | 6966.6667
|  | 2950 | 0 | 6966.6667
|  | 2951 | 0 | 6966.6667
|  | 2952 | 0 | 6966.6667
|  | 2953 | 0 | 6966.6667
|  | 2954 | 0 | 6966.6667
|  | 2955 | 0 | 6966.6667
|  | 2956 | 0 | 6966.6667
|  | 2957 | 0 | 6966.6667
|  | 2958 | 0 | 6966.6667
|  | 2959 | 0 | 6966.6667
|  | 2960 | 0 | 6966.6667
|  | 2961 | 0 | 6966.6667
|  | 2962 | 0 | 6966.6667
|  | 2963 | 0 | 6966.6667
|  | 2964 | 0 | 6966.6667
|  | 2965 | 0 | 6966.6667
|  | 2966 | 0 | 6966.6667
|  | 2967 | 0 | 6966.6667
|  | 2968 | 0 | 6966.6667
|  | 2969 | 0 | 6966.6667
|  | 2970 | 0 | 6966.6667
|  | 2971 | 0 | 6966.6667
|  | 2972 | 0 | 6966.6667
|  | 2973 | 0 | 6966.6667
|  | 2974 | 0 | 6966.6667
|  | 2975 | 0 | 6966.6667
|  | 2976 | 0 | 6966.6667
|  | 2977 | 0 | 6966.6667
|  | 2978 | 0 | 6966.6667
|  | 2979 | 0 | 6966.6667
|  | 2980 | 0 | 6966.6667
|  | 2981 | 0 | 6966.6667
|  | 2982 | 0 | 6966.6667
|  | 2983 | 0 | 6966.6667
|  | 2984 | 0 | 6966.6667
|  | 2985 | 0 | 6966.6667
|  | 2986 | 0 | 6966.6667
|  | 2987 | 0 | 6966.6667
|  | 2988 | 0 | 6966.6667
|  | 2989 | 0 | 6966.6667
|  | 2990 | 0 | 6966.6667
|  | 2991 | 0 | 6966.6667
|  | 2992 | 0 | 6966.6667
|  | 2993 | 0 | 6966.6667
|  | 2994 | 0 | 6966.6667
|  | 2995 | 0 | 6966.6667
|  | 2996 | 0 | 6966.6667
|  | 2997 | 0 | 6966.6667
|  | 2998 | 0 | 6966.6667
|  | 2999 | 0 | 6966.6667
|  | 3000 | 0 | 6966.6667
|  | 3001 | 0 | 6966.6667
|  | 3002 | 0 | 6966.6667
|  | 3003 | 0 | 6966.6667
|  | 3004 | 0 | 6966.6667
|  | 3005 | 0 | 6966.6667
|  | 3006 | 0 | 6966.6667
|  | 3007 | 0 | 6966.6667
|  | 3008 | 0 | 6966.6667
|  | 3009 | 0 | 6966.6667
|  | 3010 | 0 | 6966.6667
|  | 3011 | 0 | 6966.6667
|  | 3012 | 0 | 6966.6667
|  | 3013 | 0 | 6966.6667
|  | 3014 | 0 | 6966.6667
|  | 3015 | 0 | 6966.6667
|  | 3016 | 0 | 6966.6667
|  | 3017 | 0 | 6966.6667
|  | 3018 | 0 | 6966.6667
|  | 3019 | 0 | 6966.6667
|  | 3020 | 0 | 6966.6667
|  | 3021 | 0 | 6966.6667
|  | 3022 | 0 | 6966.6667
|  | 3023 | 0 | 6966.6667
|  | 3024 | 0 | 6966.6667
|  | 3025 | 0 | 4180
|  | 3026 | 0 | 4180
|  | 3027 | 0 | 4180
|  | 3028 | 0 | 4180
|  | 3029 | 0 | 4180
|  | 3030 | 0 | 4180
|  | 3031 | 0 | 4180
|  | 3032 | 0 | 4180
|  | 3033 | 0 | 4180
|  | 3034 | 0 | 4180
|  | 3035 | 0 | 4180
|  | 3036 | 0 | 4180
|  | 3037 | 0 | 4180
|  | 3038 | 0 | 4180
|  | 3039 | 0 | 4180
|  | 3040 | 0 | 4180
|  | 3041 | 0 | 4180
|  | 3042 | 0 | 4180
|  | 3043 | 0 | 4180
|  | 3044 | 0 | 4180
|  | 3045 | 0 | 4180
|  | 3046 | 0 | 4180
|  | 3047 | 0 | 4180
|  | 3048 | 0 | 4180
|  | 3049 | 0 | 4180
|  | 3050 | 0 | 4180
|  | 3051 | 0 | 4180
|  | 3052 | 0 | 4180
|  | 3053 | 0 | 4180
|  | 3054 | 0 | 4180
|  | 3055 | 0 | 4180
|  | 3056 | 0 | 4180
|  | 3057 | 0 | 4180
|  | 3058 | 0 | 4180
|  | 3059 | 0 | 4180
|  | 3060 | 0 | 4180
|  | 3061 | 0 | 4180
|  | 3062 | 0 | 4180
|  | 3063 | 0 | 4180
|  | 3064 | 0 | 4180
|  | 3065 | 0 | 4180
|  | 3066 | 0 | 4180
|  | 3067 | 0 | 4180
|  | 3068 | 0 | 4180
|  | 3069 | 0 | 4180
|  | 3070 | 0 | 4180
|  | 3071 | 0 | 4180
|  | 3072 | 0 | 4180
|  | 3073 | 0 | 6966.6667
|  | 3074 | 0 | 6966.6667
|  | 3075 | 0 | 6966.6667
|  | 3076 | 0 | 6966.6667
|  | 3077 | 0 | 6966.6667
|  | 3078 | 0 | 6966.6667
|  | 3079 | 0 | 6966.6667
|  | 3080 | 0 | 6966.6667
|  | 3081 | 0 | 6966.6667
|  | 3082 | 0 | 6966.6667
|  | 3083 | 0 | 6966.6667
|  | 3084 | 0 | 6966.6667
|  | 3085 | 0 | 6966.6667
|  | 3086 | 0 | 6966.6667
|  | 3087 | 0 | 6966.6667
|  | 3088 | 0 | 6966.6667
|  | 3089 | 0 | 6966.6667
|  | 3090 | 0 | 6966.6667
|  | 3091 | 0 | 6966.6667
|  | 3092 | 0 | 6966.6667
|  | 3093 | 0 | 6966.6667
|  | 3094 | 0 | 6966.6667
|  | 3095 | 0 | 6966.6667
|  | 3096 | 0 | 6966.6667
|  | 3097 | 0 | 4180
|  | 3098 | 0 | 4180
|  | 3099 | 0 | 4180
|  | 3100 | 0 | 4180
|  | 3101 | 0 | 4180
|  | 3102 | 0 | 4180
|  | 3103 | 0 | 4180
|  | 3104 | 0 | 4180
|  | 3105 | 0 | 4180
|  | 3106 | 0 | 4180
|  | 3107 | 0 | 4180
|  | 3108 | 0 | 4180
|  | 3109 | 0 | 4180
|  | 3110 | 0 | 4180
|  | 3111 | 0 | 4180
|  | 3112 | 0 | 4180
|  | 3113 | 0 | 4180
|  | 3114 | 0 | 4180
|  | 3115 | 0 | 4180
|  | 3116 | 0 | 4180
|  | 3117 | 0 | 4180
|  | 3118 | 0 | 4180
|  | 3119 | 0 | 4180
|  | 3120 | 0 | 4180
|  | 3121 | 0 | 4180
|  | 3122 | 0 | 4180
|  | 3123 | 0 | 4180
|  | 3124 | 0 | 4180
|  | 3125 | 0 | 4180
|  | 3126 | 0 | 4180
|  | 3127 | 0 | 4180
|  | 3128 | 0 | 4180
|  | 3129 | 0 | 4180
|  | 3130 | 0 | 4180
|  | 3131 | 0 | 4180
|  | 3132 | 0 | 4180
|  | 3133 | 0 | 4180
|  | 3134 | 0 | 4180
|  | 3135 | 0 | 4180
|  | 3136 | 0 | 4180
|  | 3137 | 0 | 4180
|  | 3138 | 0 | 4180
|  | 3139 | 0 | 4180
|  | 3140 | 0 | 4180
|  | 3141 | 0 | 4180
|  | 3142 | 0 | 4180
|  | 3143 | 0 | 4180
|  | 3144 | 0 | 4180
|  | 3145 | 0 | 4180
|  | 3146 | 0 | 4180
|  | 3147 | 0 | 4180
|  | 3148 | 0 | 4180
|  | 3149 | 0 | 4180
|  | 3150 | 0 | 4180
|  | 3151 | 0 | 4180
|  | 3152 | 0 | 4180
|  | 3153 | 0 | 4180
|  | 3154 | 0 | 4180
|  | 3155 | 0 | 4180
|  | 3156 | 0 | 4180
|  | 3157 | 0 | 4180
|  | 3158 | 0 | 4180
|  | 3159 | 0 | 4180
|  | 3160 | 0 | 4180
|  | 3161 | 0 | 4180
|  | 3162 | 0 | 4180
|  | 3163 | 0 | 4180
|  | 3164 | 0 | 4180
|  | 3165 | 0 | 4180
|  | 3166 | 0 | 4180
|  | 3167 | 0 | 4180
|  | 3168 | 0 | 4180
|  | 3169 | 0 | 6966.6667
|  | 3170 | 0 | 6966.6667
|  | 3171 | 0 | 6966.6667
|  | 3172 | 0 | 6966.6667
|  | 3173 | 0 | 6966.6667
|  | 3174 | 0 | 6966.6667
|  | 3175 | 0 | 6966.6667
|  | 3176 | 0 | 6966.6667
|  | 3177 | 0 | 6966.6667
|  | 3178 | 0 | 6966.6667
|  | 3179 | 0 | 6966.6667
|  | 3180 | 0 | 6966.6667
|  | 3181 | 0 | 6966.6667
|  | 3182 | 0 | 6966.6667
|  | 3183 | 0 | 6966.6667
|  | 3184 | 0 | 6966.6667
|  | 3185 | 0 | 6966.6667
|  | 3186 | 0 | 6966.6667
|  | 3187 | 0 | 6966.6667
|  | 3188 | 0 | 6966.6667
|  | 3189 | 0 | 6966.6667
|  | 3190 | 0 | 6966.6667
|  | 3191 | 0 | 6966.6667
|  | 3192 | 0 | 6966.6667
|  | 3193 | 0 | 4180
|  | 3194 | 0 | 4180
|  | 3195 | 0 | 4180
|  | 3196 | 0 | 4180
|  | 3197 | 0 | 4180
|  | 3198 | 0 | 4180
|  | 3199 | 0 | 4180
|  | 3200 | 0 | 4180
|  | 3201 | 0 | 4180
|  | 3202 | 0 | 4180
|  | 3203 | 0 | 4180
|  | 3204 | 0 | 4180
|  | 3205 | 0 | 4180
|  | 3206 | 0 | 4180
|  | 3207 | 0 | 4180
|  | 3208 | 0 | 4180
|  | 3209 | 0 | 4180
|  | 3210 | 0 | 4180
|  | 3211 | 0 | 4180
|  | 3212 | 0 | 4180
|  | 3213 | 0 | 4180
|  | 3214 | 0 | 4180
|  | 3215 | 0 | 4180
|  | 3216 | 0 | 4180
|  | 3217 | 0 | 4180
|  | 3218 | 0 | 4180
|  | 3219 | 0 | 4180
|  | 3220 | 0 | 4180
|  | 3221 | 0 | 4180
|  | 3222 | 0 | 4180
|  | 3223 | 0 | 4180
|  | 3224 | 0 | 4180
|  | 3225 | 0 | 4180
|  | 3226 | 0 | 4180
|  | 3227 | 0 | 4180
|  | 3228 | 0 | 4180
|  | 3229 | 0 | 4180
|  | 3230 | 0 | 4180
|  | 3231 | 0 | 4180
|  | 3232 | 0 | 4180
|  | 3233 | 0 | 4180
|  | 3234 | 0 | 4180
|  | 3235 | 0 | 4180
|  | 3236 | 0 | 4180
|  | 3237 | 0 | 4180
|  | 3238 | 0 | 4180
|  | 3239 | 0 | 4180
|  | 3240 | 0 | 4180
|  | 3241 | 0 | 4180
|  | 3242 | 0 | 4180
|  | 3243 | 0 | 4180
|  | 3244 | 0 | 4180
|  | 3245 | 0 | 4180
|  | 3246 | 0 | 4180
|  | 3247 | 0 | 4180
|  | 3248 | 0 | 4180
|  | 3249 | 0 | 4180
|  | 3250 | 0 | 4180
|  | 3251 | 0 | 4180
|  | 3252 | 0 | 4180
|  | 3253 | 0 | 4180
|  | 3254 | 0 | 4180
|  | 3255 | 0 | 4180
|  | 3256 | 0 | 4180
|  | 3257 | 0 | 4180
|  | 3258 | 0 | 4180
|  | 3259 | 0 | 4180
|  | 3260 | 0 | 4180
|  | 3261 | 0 | 4180
|  | 3262 | 0 | 4180
|  | 3263 | 0 | 4180
|  | 3264 | 0 | 4180
|  | 3265 | 0 | 6966.6667
|  | 3266 | 0 | 6966.6667
|  | 3267 | 0 | 6966.6667
|  | 3268 | 0 | 6966.6667
|  | 3269 | 0 | 6966.6667
|  | 3270 | 0 | 6966.6667
|  | 3271 | 0 | 6966.6667
|  | 3272 | 0 | 6966.6667
|  | 3273 | 0 | 6966.6667
|  | 3274 | 0 | 6966.6667
|  | 3275 | 0 | 6966.6667
|  | 3276 | 0 | 6966.6667
|  | 3277 | 0 | 6966.6667
|  | 3278 | 0 | 6966.6667
|  | 3279 | 0 | 6966.6667
|  | 3280 | 0 | 6966.6667
|  | 3281 | 0 | 6966.6667
|  | 3282 | 0 | 6966.6667
|  | 3283 | 0 | 6966.6667
|  | 3284 | 0 | 6966.6667
|  | 3285 | 0 | 6966.6667
|  | 3286 | 0 | 6966.6667
|  | 3287 | 0 | 6966.6667
|  | 3288 | 0 | 6966.6667
|  | 3289 | 0 | 4180
|  | 3290 | 0 | 4180
|  | 3291 | 0 | 4180
|  | 3292 | 0 | 4180
|  | 3293 | 0 | 4180
|  | 3294 | 0 | 4180
|  | 3295 | 0 | 4180
|  | 3296 | 0 | 4180
|  | 3297 | 0 | 4180
|  | 3298 | 0 | 4180
|  | 3299 | 0 | 4180
|  | 3300 | 0 | 4180
|  | 3301 | 0 | 4180
|  | 3302 | 0 | 4180
|  | 3303 | 0 | 4180
|  | 3304 | 0 | 4180
|  | 3305 | 0 | 4180
|  | 3306 | 0 | 4180
|  | 3307 | 0 | 4180
|  | 3308 | 0 | 4180
|  | 3309 | 0 | 4180
|  | 3310 | 0 | 4180
|  | 3311 | 0 | 4180
|  | 3312 | 0 | 4180
|  | 3313 | 0 | 4180
|  | 3314 | 0 | 4180
|  | 3315 | 0 | 4180
|  | 3316 | 0 | 4180
|  | 3317 | 0 | 4180
|  | 3318 | 0 | 4180
|  | 3319 | 0 | 4180
|  | 3320 | 0 | 4180
|  | 3321 | 0 | 4180
|  | 3322 | 0 | 4180
|  | 3323 | 0 | 4180
|  | 3324 | 0 | 4180
|  | 3325 | 0 | 4180
|  | 3326 | 0 | 4180
|  | 3327 | 0 | 4180
|  | 3328 | 0 | 4180
|  | 3329 | 0 | 4180
|  | 3330 | 0 | 4180
|  | 3331 | 0 | 4180
|  | 3332 | 0 | 4180
|  | 3333 | 0 | 4180
|  | 3334 | 0 | 4180
|  | 3335 | 0 | 4180
|  | 3336 | 0 | 4180
|  | 3337 | 0 | 4180
|  | 3338 | 0 | 4180
|  | 3339 | 0 | 4180
|  | 3340 | 0 | 4180
|  | 3341 | 0 | 4180
|  | 3342 | 0 | 4180
|  | 3343 | 0 | 4180
|  | 3344 | 0 | 4180
|  | 3345 | 0 | 4180
|  | 3346 | 0 | 4180
|  | 3347 | 0 | 4180
|  | 3348 | 0 | 4180
|  | 3349 | 0 | 4180
|  | 3350 | 0 | 4180
|  | 3351 | 0 | 4180
|  | 3352 | 0 | 4180
|  | 3353 | 0 | 4180
|  | 3354 | 0 | 4180
|  | 3355 | 0 | 4180
|  | 3356 | 0 | 4180
|  | 3357 | 0 | 4180
|  | 3358 | 0 | 4180
|  | 3359 | 0 | 4180
|  | 3360 | 0 | 4180
|  | 3361 | 0 | 4180
|  | 3362 | 0 | 4180
|  | 3363 | 0 | 4180
|  | 3364 | 0 | 4180
|  | 3365 | 0 | 4180
|  | 3366 | 0 | 4180
|  | 3367 | 0 | 4180
|  | 3368 | 0 | 4180
|  | 3369 | 0 | 4180
|  | 3370 | 0 | 4180
|  | 3371 | 0 | 4180
|  | 3372 | 0 | 4180
|  | 3373 | 0 | 4180
|  | 3374 | 0 | 4180
|  | 3375 | 0 | 4180
|  | 3376 | 0 | 4180
|  | 3377 | 0 | 4180
|  | 3378 | 0 | 4180
|  | 3379 | 0 | 4180
|  | 3380 | 0 | 4180
|  | 3381 | 0 | 4180
|  | 3382 | 0 | 4180
|  | 3383 | 0 | 4180
|  | 3384 | 0 | 4180
|  | 3385 | 0 | 4180
|  | 3386 | 0 | 4180
|  | 3387 | 0 | 4180
|  | 3388 | 0 | 4180
|  | 3389 | 0 | 4180
|  | 3390 | 0 | 4180
|  | 3391 | 0 | 4180
|  | 3392 | 0 | 4180
|  | 3393 | 0 | 4180
|  | 3394 | 0 | 4180
|  | 3395 | 0 | 4180
|  | 3396 | 0 | 4180
|  | 3397 | 0 | 4180
|  | 3398 | 0 | 4180
|  | 3399 | 0 | 4180
|  | 3400 | 0 | 4180
|  | 3401 | 0 | 4180
|  | 3402 | 0 | 4180
|  | 3403 | 0 | 4180
|  | 3404 | 0 | 4180
|  | 3405 | 0 | 4180
|  | 3406 | 0 | 4180
|  | 3407 | 0 | 4180
|  | 3408 | 0 | 4180
|  | 3409 | 0 | 4180
|  | 3410 | 0 | 4180
|  | 3411 | 0 | 4180
|  | 3412 | 0 | 4180
|  | 3413 | 0 | 4180
|  | 3414 | 0 | 4180
|  | 3415 | 0 | 4180
|  | 3416 | 0 | 4180
|  | 3417 | 0 | 4180
|  | 3418 | 0 | 4180
|  | 3419 | 0 | 4180
|  | 3420 | 0 | 4180
|  | 3421 | 0 | 4180
|  | 3422 | 0 | 4180
|  | 3423 | 0 | 4180
|  | 3424 | 0 | 4180
|  | 3425 | 0 | 4180
|  | 3426 | 0 | 4180
|  | 3427 | 0 | 4180
|  | 3428 | 0 | 4180
|  | 3429 | 0 | 4180
|  | 3430 | 0 | 4180
|  | 3431 | 0 | 4180
|  | 3432 | 0 | 4180
|  | 3433 | 0 | 4180
|  | 3434 | 0 | 4180
|  | 3435 | 0 | 4180
|  | 3436 | 0 | 4180
|  | 3437 | 0 | 4180
|  | 3438 | 0 | 4180
|  | 3439 | 0 | 4180
|  | 3440 | 0 | 4180
|  | 3441 | 0 | 4180
|  | 3442 | 0 | 4180
|  | 3443 | 0 | 4180
|  | 3444 | 0 | 4180
|  | 3445 | 0 | 4180
|  | 3446 | 0 | 4180
|  | 3447 | 0 | 4180
|  | 3448 | 0 | 4180
|  | 3449 | 0 | 4180
|  | 3450 | 0 | 4180
|  | 3451 | 0 | 4180
|  | 3452 | 0 | 4180
|  | 3453 | 0 | 4180
|  | 3454 | 0 | 4180
|  | 3455 | 0 | 4180
|  | 3456 | 0 | 4180
|  | 3457 | 0 | 4180
|  | 3458 | 0 | 4180
|  | 3459 | 0 | 4180
|  | 3460 | 0 | 4180
|  | 3461 | 0 | 4180
|  | 3462 | 0 | 4180
|  | 3463 | 0 | 4180
|  | 3464 | 0 | 4180
|  | 3465 | 0 | 4180
|  | 3466 | 0 | 4180
|  | 3467 | 0 | 4180
|  | 3468 | 0 | 4180
|  | 3469 | 0 | 4180
|  | 3470 | 0 | 4180
|  | 3471 | 0 | 4180
|  | 3472 | 0 | 4180
|  | 3473 | 0 | 4180
|  | 3474 | 0 | 4180
|  | 3475 | 0 | 4180
|  | 3476 | 0 | 4180
|  | 3477 | 0 | 4180
|  | 3478 | 0 | 4180
|  | 3479 | 0 | 4180
|  | 3480 | 0 | 4180
|  | 3481 | 0 | 4180
|  | 3482 | 0 | 4180
|  | 3483 | 0 | 4180
|  | 3484 | 0 | 4180
|  | 3485 | 0 | 4180
|  | 3486 | 0 | 4180
|  | 3487 | 0 | 4180
|  | 3488 | 0 | 4180
|  | 3489 | 0 | 4180
|  | 3490 | 0 | 4180
|  | 3491 | 0 | 4180
|  | 3492 | 0 | 4180
|  | 3493 | 0 | 4180
|  | 3494 | 0 | 4180
|  | 3495 | 0 | 4180
|  | 3496 | 0 | 4180
|  | 3497 | 0 | 4180
|  | 3498 | 0 | 4180
|  | 3499 | 0 | 4180
|  | 3500 | 0 | 4180
|  | 3501 | 0 | 4180
|  | 3502 | 0 | 4180
|  | 3503 | 0 | 4180
|  | 3504 | 0 | 4180
|  | 3505 | 0 | 4180
|  | 3506 | 0 | 4180
|  | 3507 | 0 | 4180
|  | 3508 | 0 | 4180
|  | 3509 | 0 | 4180
|  | 3510 | 0 | 4180
|  | 3511 | 0 | 4180
|  | 3512 | 0 | 4180
|  | 3513 | 0 | 4180
|  | 3514 | 0 | 4180
|  | 3515 | 0 | 4180
|  | 3516 | 0 | 4180
|  | 3517 | 0 | 4180
|  | 3518 | 0 | 4180
|  | 3519 | 0 | 4180
|  | 3520 | 0 | 4180
|  | 3521 | 0 | 4180
|  | 3522 | 0 | 4180
|  | 3523 | 0 | 4180
|  | 3524 | 0 | 4180
|  | 3525 | 0 | 4180
|  | 3526 | 0 | 4180
|  | 3527 | 0 | 4180
|  | 3528 | 0 | 4180
|  | 3529 | 0 | 4180
|  | 3530 | 0 | 4180
|  | 3531 | 0 | 4180
|  | 3532 | 0 | 4180
|  | 3533 | 0 | 4180
|  | 3534 | 0 | 4180
|  | 3535 | 0 | 4180
|  | 3536 | 0 | 4180
|  | 3537 | 0 | 4180
|  | 3538 | 0 | 4180
|  | 3539 | 0 | 4180
|  | 3540 | 0 | 4180
|  | 3541 | 0 | 4180
|  | 3542 | 0 | 4180
|  | 3543 | 0 | 4180
|  | 3544 | 0 | 4180
|  | 3545 | 0 | 4180
|  | 3546 | 0 | 4180
|  | 3547 | 0 | 4180
|  | 3548 | 0 | 4180
|  | 3549 | 0 | 4180
|  | 3550 | 0 | 4180
|  | 3551 | 0 | 4180
|  | 3552 | 0 | 4180
|  | 3553 | 0 | 4180
|  | 3554 | 0 | 4180
|  | 3555 | 0 | 4180
|  | 3556 | 0 | 4180
|  | 3557 | 0 | 4180
|  | 3558 | 0 | 4180
|  | 3559 | 0 | 4180
|  | 3560 | 0 | 4180
|  | 3561 | 0 | 4180
|  | 3562 | 0 | 4180
|  | 3563 | 0 | 4180
|  | 3564 | 0 | 4180
|  | 3565 | 0 | 4180
|  | 3566 | 0 | 4180
|  | 3567 | 0 | 4180
|  | 3568 | 0 | 4180
|  | 3569 | 0 | 4180
|  | 3570 | 0 | 4180
|  | 3571 | 0 | 4180
|  | 3572 | 0 | 4180
|  | 3573 | 0 | 4180
|  | 3574 | 0 | 4180
|  | 3575 | 0 | 4180
|  | 3576 | 0 | 4180
|  | 3577 | 0 | 4180
|  | 3578 | 0 | 4180
|  | 3579 | 0 | 4180
|  | 3580 | 0 | 4180
|  | 3581 | 0 | 4180
|  | 3582 | 0 | 4180
|  | 3583 | 0 | 4180
|  | 3584 | 0 | 4180
|  | 3585 | 0 | 4180
|  | 3586 | 0 | 4180
|  | 3587 | 0 | 4180
|  | 3588 | 0 | 4180
|  | 3589 | 0 | 4180
|  | 3590 | 0 | 4180
|  | 3591 | 0 | 4180
|  | 3592 | 0 | 4180
|  | 3593 | 0 | 4180
|  | 3594 | 0 | 4180
|  | 3595 | 0 | 4180
|  | 3596 | 0 | 4180
|  | 3597 | 0 | 4180
|  | 3598 | 0 | 4180
|  | 3599 | 0 | 4180
|  | 3600 | 0 | 4180
|  | 3601 | 0 | 4180
|  | 3602 | 0 | 4180
|  | 3603 | 0 | 4180
|  | 3604 | 0 | 4180
|  | 3605 | 0 | 4180
|  | 3606 | 0 | 4180
|  | 3607 | 0 | 4180
|  | 3608 | 0 | 4180
|  | 3609 | 0 | 4180
|  | 3610 | 0 | 4180
|  | 3611 | 0 | 4180
|  | 3612 | 0 | 4180
|  | 3613 | 0 | 4180
|  | 3614 | 0 | 4180
|  | 3615 | 0 | 4180
|  | 3616 | 0 | 4180
|  | 3617 | 0 | 4180
|  | 3618 | 0 | 4180
|  | 3619 | 0 | 4180
|  | 3620 | 0 | 4180
|  | 3621 | 0 | 4180
|  | 3622 | 0 | 4180
|  | 3623 | 0 | 4180
|  | 3624 | 0 | 4180
|  | 3625 | 0 | 4180
|  | 3626 | 0 | 4180
|  | 3627 | 0 | 4180
|  | 3628 | 0 | 4180
|  | 3629 | 0 | 4180
|  | 3630 | 0 | 4180
|  | 3631 | 0 | 4180
|  | 3632 | 0 | 4180
|  | 3633 | 0 | 4180
|  | 3634 | 0 | 4180
|  | 3635 | 0 | 4180
|  | 3636 | 0 | 4180
|  | 3637 | 0 | 4180
|  | 3638 | 0 | 4180
|  | 3639 | 0 | 4180
|  | 3640 | 0 | 4180
|  | 3641 | 0 | 4180
|  | 3642 | 0 | 4180
|  | 3643 | 0 | 4180
|  | 3644 | 0 | 4180
|  | 3645 | 0 | 4180
|  | 3646 | 0 | 4180
|  | 3647 | 0 | 4180
|  | 3648 | 0 | 4180
|  | 3649 | 0 | 4180
|  | 3650 | 0 | 4180
|  | 3651 | 0 | 4180
|  | 3652 | 0 | 4180
|  | 3653 | 0 | 4180
|  | 3654 | 0 | 4180
|  | 3655 | 0 | 4180
|  | 3656 | 0 | 4180
|  | 3657 | 0 | 4180
|  | 3658 | 0 | 4180
|  | 3659 | 0 | 4180
|  | 3660 | 0 | 4180
|  | 3661 | 0 | 4180
|  | 3662 | 0 | 4180
|  | 3663 | 0 | 4180
|  | 3664 | 0 | 4180
|  | 3665 | 0 | 4180
|  | 3666 | 0 | 4180
|  | 3667 | 0 | 4180
|  | 3668 | 0 | 4180
|  | 3669 | 0 | 4180
|  | 3670 | 0 | 4180
|  | 3671 | 0 | 4180
|  | 3672 | 0 | 4180
|  | 3673 | 0 | 4180
|  | 3674 | 0 | 4180
|  | 3675 | 0 | 4180
|  | 3676 | 0 | 4180
|  | 3677 | 0 | 4180
|  | 3678 | 0 | 4180
|  | 3679 | 0 | 4180
|  | 3680 | 0 | 4180
|  | 3681 | 0 | 4180
|  | 3682 | 0 | 4180
|  | 3683 | 0 | 4180
|  | 3684 | 0 | 4180
|  | 3685 | 0 | 4180
|  | 3686 | 0 | 4180
|  | 3687 | 0 | 4180
|  | 3688 | 0 | 4180
|  | 3689 | 0 | 4180
|  | 3690 | 0 | 4180
|  | 3691 | 0 | 4180
|  | 3692 | 0 | 4180
|  | 3693 | 0 | 4180
|  | 3694 | 0 | 4180
|  | 3695 | 0 | 4180
|  | 3696 | 0 | 4180
|  | 3697 | 0 | 4180
|  | 3698 | 0 | 4180
|  | 3699 | 0 | 4180
|  | 3700 | 0 | 4180
|  | 3701 | 0 | 4180
|  | 3702 | 0 | 4180
|  | 3703 | 0 | 4180
|  | 3704 | 0 | 4180
|  | 3705 | 0 | 4180
|  | 3706 | 0 | 4180
|  | 3707 | 0 | 4180
|  | 3708 | 0 | 4180
|  | 3709 | 0 | 4180
|  | 3710 | 0 | 4180
|  | 3711 | 0 | 4180
|  | 3712 | 0 | 4180
|  | 3713 | 0 | 4180
|  | 3714 | 0 | 4180
|  | 3715 | 0 | 4180
|  | 3716 | 0 | 4180
|  | 3717 | 0 | 4180
|  | 3718 | 0 | 4180
|  | 3719 | 0 | 4180
|  | 3720 | 0 | 4180
|  | 3721 | 0 | 4180
|  | 3722 | 0 | 4180
|  | 3723 | 0 | 4180
|  | 3724 | 0 | 4180
|  | 3725 | 0 | 4180
|  | 3726 | 0 | 4180
|  | 3727 | 0 | 4180
|  | 3728 | 0 | 4180
|  | 3729 | 0 | 4180
|  | 3730 | 0 | 4180
|  | 3731 | 0 | 4180
|  | 3732 | 0 | 4180
|  | 3733 | 0 | 4180
|  | 3734 | 0 | 4180
|  | 3735 | 0 | 4180
|  | 3736 | 0 | 4180
|  | 3737 | 0 | 4180
|  | 3738 | 0 | 4180
|  | 3739 | 0 | 4180
|  | 3740 | 0 | 4180
|  | 3741 | 0 | 4180
|  | 3742 | 0 | 4180
|  | 3743 | 0 | 4180
|  | 3744 | 0 | 4180
|  | 3745 | 0 | 4180
|  | 3746 | 0 | 4180
|  | 3747 | 0 | 4180
|  | 3748 | 0 | 4180
|  | 3749 | 0 | 4180
|  | 3750 | 0 | 4180
|  | 3751 | 0 | 4180
|  | 3752 | 0 | 4180
|  | 3753 | 0 | 4180
|  | 3754 | 0 | 4180
|  | 3755 | 0 | 4180
|  | 3756 | 0 | 4180
|  | 3757 | 0 | 4180
|  | 3758 | 0 | 4180
|  | 3759 | 0 | 4180
|  | 3760 | 0 | 4180
|  | 3761 | 0 | 4180
|  | 3762 | 0 | 4180
|  | 3763 | 0 | 4180
|  | 3764 | 0 | 4180
|  | 3765 | 0 | 4180
|  | 3766 | 0 | 4180
|  | 3767 | 0 | 4180
|  | 3768 | 0 | 4180
|  | 3769 | 0 | 4180
|  | 3770 | 0 | 4180
|  | 3771 | 0 | 4180
|  | 3772 | 0 | 4180
|  | 3773 | 0 | 4180
|  | 3774 | 0 | 4180
|  | 3775 | 0 | 4180
|  | 3776 | 0 | 4180
|  | 3777 | 0 | 4180
|  | 3778 | 0 | 4180
|  | 3779 | 0 | 4180
|  | 3780 | 0 | 4180
|  | 3781 | 0 | 4180
|  | 3782 | 0 | 4180
|  | 3783 | 0 | 4180
|  | 3784 | 0 | 4180
|  | 3785 | 0 | 4180
|  | 3786 | 0 | 4180
|  | 3787 | 0 | 4180
|  | 3788 | 0 | 4180
|  | 3789 | 0 | 4180
|  | 3790 | 0 | 4180
|  | 3791 | 0 | 4180
|  | 3792 | 0 | 4180
|  | 3793 | 0 | 4180
|  | 3794 | 0 | 4180
|  | 3795 | 0 | 4180
|  | 3796 | 0 | 4180
|  | 3797 | 0 | 4180
|  | 3798 | 0 | 4180
|  | 3799 | 0 | 4180
|  | 3800 | 0 | 4180
|  | 3801 | 0 | 4180
|  | 3802 | 0 | 4180
|  | 3803 | 0 | 4180
|  | 3804 | 0 | 4180
|  | 3805 | 0 | 4180
|  | 3806 | 0 | 4180
|  | 3807 | 0 | 4180
|  | 3808 | 0 | 4180
|  | 3809 | 0 | 4180
|  | 3810 | 0 | 4180
|  | 3811 | 0 | 4180
|  | 3812 | 0 | 4180
|  | 3813 | 0 | 4180
|  | 3814 | 0 | 4180
|  | 3815 | 0 | 4180
|  | 3816 | 0 | 4180
|  | 3817 | 0 | 4180
|  | 3818 | 0 | 4180
|  | 3819 | 0 | 4180
|  | 3820 | 0 | 4180
|  | 3821 | 0 | 4180
|  | 3822 | 0 | 4180
|  | 3823 | 0 | 4180
|  | 3824 | 0 | 4180
|  | 3825 | 0 | 4180
|  | 3826 | 0 | 4180
|  | 3827 | 0 | 4180
|  | 3828 | 0 | 4180
|  | 3829 | 0 | 4180
|  | 3830 | 0 | 4180
|  | 3831 | 0 | 4180
|  | 3832 | 0 | 4180
|  | 3833 | 0 | 4180
|  | 3834 | 0 | 4180
|  | 3835 | 0 | 4180
|  | 3836 | 0 | 4180
|  | 3837 | 0 | 4180
|  | 3838 | 0 | 4180
|  | 3839 | 0 | 4180
|  | 3840 | 0 | 4180
|  | 3841 | 0 | 4180
|  | 3842 | 0 | 4180
|  | 3843 | 0 | 4180
|  | 3844 | 0 | 4180
|  | 3845 | 0 | 4180
|  | 3846 | 0 | 4180
|  | 3847 | 0 | 4180
|  | 3848 | 0 | 4180
|  | 3849 | 0 | 4180
|  | 3850 | 0 | 4180
|  | 3851 | 0 | 4180
|  | 3852 | 0 | 4180
|  | 3853 | 0 | 4180
|  | 3854 | 0 | 4180
|  | 3855 | 0 | 4180
|  | 3856 | 0 | 4180
|  | 3857 | 0 | 4180
|  | 3858 | 0 | 4180
|  | 3859 | 0 | 4180
|  | 3860 | 0 | 4180
|  | 3861 | 0 | 4180
|  | 3862 | 0 | 4180
|  | 3863 | 0 | 4180
|  | 3864 | 0 | 4180
|  | 3865 | 0 | 4180
|  | 3866 | 0 | 4180
|  | 3867 | 0 | 4180
|  | 3868 | 0 | 4180
|  | 3869 | 0 | 4180
|  | 3870 | 0 | 4180
|  | 3871 | 0 | 4180
|  | 3872 | 0 | 4180
|  | 3873 | 0 | 4180
|  | 3874 | 0 | 4180
|  | 3875 | 0 | 4180
|  | 3876 | 0 | 4180
|  | 3877 | 0 | 4180
|  | 3878 | 0 | 4180
|  | 3879 | 0 | 4180
|  | 3880 | 0 | 4180
|  | 3881 | 0 | 4180
|  | 3882 | 0 | 4180
|  | 3883 | 0 | 4180
|  | 3884 | 0 | 4180
|  | 3885 | 0 | 4180
|  | 3886 | 0 | 4180
|  | 3887 | 0 | 4180
|  | 3888 | 0 | 4180
|  | 3889 | 0 | 4180
|  | 3890 | 0 | 4180
|  | 3891 | 0 | 4180
|  | 3892 | 0 | 4180
|  | 3893 | 0 | 4180
|  | 3894 | 0 | 4180
|  | 3895 | 0 | 4180
|  | 3896 | 0 | 4180
|  | 3897 | 0 | 4180
|  | 3898 | 0 | 4180
|  | 3899 | 0 | 4180
|  | 3900 | 0 | 4180
|  | 3901 | 0 | 4180
|  | 3902 | 0 | 4180
|  | 3903 | 0 | 4180
|  | 3904 | 0 | 4180
|  | 3905 | 0 | 4180
|  | 3906 | 0 | 4180
|  | 3907 | 0 | 4180
|  | 3908 | 0 | 4180
|  | 3909 | 0 | 4180
|  | 3910 | 0 | 4180
|  | 3911 | 0 | 4180
|  | 3912 | 0 | 4180
|  | 3913 | 0 | 4180
|  | 3914 | 0 | 4180
|  | 3915 | 0 | 4180
|  | 3916 | 0 | 4180
|  | 3917 | 0 | 4180
|  | 3918 | 0 | 4180
|  | 3919 | 0 | 4180
|  | 3920 | 0 | 4180
|  | 3921 | 0 | 4180
|  | 3922 | 0 | 4180
|  | 3923 | 0 | 4180
|  | 3924 | 0 | 4180
|  | 3925 | 0 | 4180
|  | 3926 | 0 | 4180
|  | 3927 | 0 | 4180
|  | 3928 | 0 | 4180
|  | 3929 | 0 | 4180
|  | 3930 | 0 | 4180
|  | 3931 | 0 | 4180
|  | 3932 | 0 | 4180
|  | 3933 | 0 | 4180
|  | 3934 | 0 | 4180
|  | 3935 | 0 | 4180
|  | 3936 | 0 | 4180
|  | 3937 | 0 | 4180
|  | 3938 | 0 | 4180
|  | 3939 | 0 | 4180
|  | 3940 | 0 | 4180
|  | 3941 | 0 | 4180
|  | 3942 | 0 | 4180
|  | 3943 | 0 | 4180
|  | 3944 | 0 | 4180
|  | 3945 | 0 | 4180
|  | 3946 | 0 | 4180
|  | 3947 | 0 | 4180
|  | 3948 | 0 | 4180
|  | 3949 | 0 | 4180
|  | 3950 | 0 | 4180
|  | 3951 | 0 | 4180
|  | 3952 | 0 | 4180
|  | 3953 | 0 | 4180
|  | 3954 | 0 | 4180
|  | 3955 | 0 | 4180
|  | 3956 | 0 | 4180
|  | 3957 | 0 | 4180
|  | 3958 | 0 | 4180
|  | 3959 | 0 | 4180
|  | 3960 | 0 | 4180
|  | 3961 | 0 | 4180
|  | 3962 | 0 | 4180
|  | 3963 | 0 | 4180
|  | 3964 | 0 | 4180
|  | 3965 | 0 | 4180
|  | 3966 | 0 | 4180
|  | 3967 | 0 | 4180
|  | 3968 | 0 | 4180
|  | 3969 | 0 | 4180
|  | 3970 | 0 | 4180
|  | 3971 | 0 | 4180
|  | 3972 | 0 | 4180
|  | 3973 | 0 | 4180
|  | 3974 | 0 | 4180
|  | 3975 | 0 | 4180
|  | 3976 | 0 | 4180
|  | 3977 | 0 | 4180
|  | 3978 | 0 | 4180
|  | 3979 | 0 | 4180
|  | 3980 | 0 | 4180
|  | 3981 | 0 | 4180
|  | 3982 | 0 | 4180
|  | 3983 | 0 | 4180
|  | 3984 | 0 | 4180
|  | 3985 | 0 | 4180
|  | 3986 | 0 | 4180
|  | 3987 | 0 | 4180
|  | 3988 | 0 | 4180
|  | 3989 | 0 | 4180
|  | 3990 | 0 | 4180
|  | 3991 | 0 | 4180
|  | 3992 | 0 | 4180
|  | 3993 | 0 | 4180
|  | 3994 | 0 | 4180
|  | 3995 | 0 | 4180
|  | 3996 | 0 | 4180
|  | 3997 | 0 | 4180
|  | 3998 | 0 | 4180
|  | 3999 | 0 | 4180
|  | 4000 | 0 | 4180
|  | 4001 | 0 | 4180
|  | 4002 | 0 | 4180
|  | 4003 | 0 | 4180
|  | 4004 | 0 | 4180
|  | 4005 | 0 | 4180
|  | 4006 | 0 | 4180
|  | 4007 | 0 | 4180
|  | 4008 | 0 | 4180
|  | 4009 | 0 | 4180
|  | 4010 | 0 | 4180
|  | 4011 | 0 | 4180
|  | 4012 | 0 | 4180
|  | 4013 | 0 | 4180
|  | 4014 | 0 | 4180
|  | 4015 | 0 | 4180
|  | 4016 | 0 | 4180
|  | 4017 | 0 | 4180
|  | 4018 | 0 | 4180
|  | 4019 | 0 | 4180
|  | 4020 | 0 | 4180
|  | 4021 | 0 | 4180
|  | 4022 | 0 | 4180
|  | 4023 | 0 | 4180
|  | 4024 | 0 | 4180
|  | 4025 | 0 | 4180
|  | 4026 | 0 | 4180
|  | 4027 | 0 | 4180
|  | 4028 | 0 | 4180
|  | 4029 | 0 | 4180
|  | 4030 | 0 | 4180
|  | 4031 | 0 | 4180
|  | 4032 | 0 | 4180
|  | 4033 | 0 | 4180
|  | 4034 | 0 | 4180
|  | 4035 | 0 | 4180
|  | 4036 | 0 | 4180
|  | 4037 | 0 | 4180
|  | 4038 | 0 | 4180
|  | 4039 | 0 | 4180
|  | 4040 | 0 | 4180
|  | 4041 | 0 | 4180
|  | 4042 | 0 | 4180
|  | 4043 | 0 | 4180
|  | 4044 | 0 | 4180
|  | 4045 | 0 | 4180
|  | 4046 | 0 | 4180
|  | 4047 | 0 | 4180
|  | 4048 | 0 | 4180
|  | 4049 | 0 | 4180
|  | 4050 | 0 | 4180
|  | 4051 | 0 | 4180
|  | 4052 | 0 | 4180
|  | 4053 | 0 | 4180
|  | 4054 | 0 | 4180
|  | 4055 | 0 | 4180
|  | 4056 | 0 | 4180
|  | 4057 | 0 | 4180
|  | 4058 | 0 | 4180
|  | 4059 | 0 | 4180
|  | 4060 | 0 | 4180
|  | 4061 | 0 | 4180
|  | 4062 | 0 | 4180
|  | 4063 | 0 | 4180
|  | 4064 | 0 | 4180
|  | 4065 | 0 | 4180
|  | 4066 | 0 | 4180
|  | 4067 | 0 | 4180
|  | 4068 | 0 | 4180
|  | 4069 | 0 | 4180
|  | 4070 | 0 | 4180
|  | 4071 | 0 | 4180
|  | 4072 | 0 | 4180
|  | 4073 | 0 | 4180
|  | 4074 | 0 | 4180
|  | 4075 | 0 | 4180
|  | 4076 | 0 | 4180
|  | 4077 | 0 | 4180
|  | 4078 | 0 | 4180
|  | 4079 | 0 | 4180
|  | 4080 | 0 | 4180
|  | 4081 | 0 | 4180
|  | 4082 | 0 | 4180
|  | 4083 | 0 | 4180
|  | 4084 | 0 | 4180
|  | 4085 | 0 | 4180
|  | 4086 | 0 | 4180
|  | 4087 | 0 | 4180
|  | 4088 | 0 | 4180
|  | 4089 | 0 | 4180
|  | 4090 | 0 | 4180
|  | 4091 | 0 | 4180
|  | 4092 | 0 | 4180
|  | 4093 | 0 | 4180
|  | 4094 | 0 | 4180
|  | 4095 | 0 | 4180
|  | 4096 | 0 | 4180
|  | 4097 | 0 | 4180
|  | 4098 | 0 | 4180
|  | 4099 | 0 | 4180
|  | 4100 | 0 | 4180
|  | 4101 | 0 | 4180
|  | 4102 | 0 | 4180
|  | 4103 | 0 | 4180
|  | 4104 | 0 | 4180
|  | 4105 | 0 | 4180
|  | 4106 | 0 | 4180
|  | 4107 | 0 | 4180
|  | 4108 | 0 | 4180
|  | 4109 | 0 | 4180
|  | 4110 | 0 | 4180
|  | 4111 | 0 | 4180
|  | 4112 | 0 | 4180
|  | 4113 | 0 | 4180
|  | 4114 | 0 | 4180
|  | 4115 | 0 | 4180
|  | 4116 | 0 | 4180
|  | 4117 | 0 | 4180
|  | 4118 | 0 | 4180
|  | 4119 | 0 | 4180
|  | 4120 | 0 | 4180
|  | 4121 | 0 | 4180
|  | 4122 | 0 | 4180
|  | 4123 | 0 | 4180
|  | 4124 | 0 | 4180
|  | 4125 | 0 | 4180
|  | 4126 | 0 | 4180
|  | 4127 | 0 | 4180
|  | 4128 | 0 | 4180
|  | 4129 | 0 | 4180
|  | 4130 | 0 | 4180
|  | 4131 | 0 | 4180
|  | 4132 | 0 | 4180
|  | 4133 | 0 | 4180
|  | 4134 | 0 | 4180
|  | 4135 | 0 | 4180
|  | 4136 | 0 | 4180
|  | 4137 | 0 | 4180
|  | 4138 | 0 | 4180
|  | 4139 | 0 | 4180
|  | 4140 | 0 | 4180
|  | 4141 | 0 | 4180
|  | 4142 | 0 | 4180
|  | 4143 | 0 | 4180
|  | 4144 | 0 | 4180
|  | 4145 | 0 | 4180
|  | 4146 | 0 | 4180
|  | 4147 | 0 | 4180
|  | 4148 | 0 | 4180
|  | 4149 | 0 | 4180
|  | 4150 | 0 | 4180
|  | 4151 | 0 | 4180
|  | 4152 | 0 | 4180
|  | 4153 | 0 | 4180
|  | 4154 | 0 | 4180
|  | 4155 | 0 | 4180
|  | 4156 | 0 | 4180
|  | 4157 | 0 | 4180
|  | 4158 | 0 | 4180
|  | 4159 | 0 | 4180
|  | 4160 | 0 | 4180
|  | 4161 | 0 | 4180
|  | 4162 | 0 | 4180
|  | 4163 | 0 | 4180
|  | 4164 | 0 | 4180
|  | 4165 | 0 | 4180
|  | 4166 | 0 | 4180
|  | 4167 | 0 | 4180
|  | 4168 | 0 | 4180
|  | 4169 | 0 | 4180
|  | 4170 | 0 | 4180
|  | 4171 | 0 | 4180
|  | 4172 | 0 | 4180
|  | 4173 | 0 | 4180
|  | 4174 | 0 | 4180
|  | 4175 | 0 | 4180
|  | 4176 | 0 | 4180
|  | 4177 | 0 | 4180
|  | 4178 | 0 | 4180
|  | 4179 | 0 | 4180
|  | 4180 | 0 | 4180
|  | 4181 | 0 | 4180
|  | 4182 | 0 | 4180
|  | 4183 | 0 | 4180
|  | 4184 | 0 | 4180
|  | 4185 | 0 | 4180
|  | 4186 | 0 | 4180
|  | 4187 | 0 | 4180
|  | 4188 | 0 | 4180
|  | 4189 | 0 | 4180
|  | 4190 | 0 | 4180
|  | 4191 | 0 | 4180
|  | 4192 | 0 | 4180
|  | 4193 | 0 | 4180
|  | 4194 | 0 | 4180
|  | 4195 | 0 | 4180
|  | 4196 | 0 | 4180
|  | 4197 | 0 | 4180
|  | 4198 | 0 | 4180
|  | 4199 | 0 | 4180
|  | 4200 | 0 | 4180
|  | 4201 | 0 | 4180
|  | 4202 | 0 | 4180
|  | 4203 | 0 | 4180
|  | 4204 | 0 | 4180
|  | 4205 | 0 | 4180
|  | 4206 | 0 | 4180
|  | 4207 | 0 | 4180
|  | 4208 | 0 | 4180
|  | 4209 | 0 | 4180
|  | 4210 | 0 | 4180
|  | 4211 | 0 | 4180
|  | 4212 | 0 | 4180
|  | 4213 | 0 | 4180
|  | 4214 | 0 | 4180
|  | 4215 | 0 | 4180
|  | 4216 | 0 | 4180
|  | 4217 | 0 | 4180
|  | 4218 | 0 | 4180
|  | 4219 | 0 | 4180
|  | 4220 | 0 | 4180
|  | 4221 | 0 | 4180
|  | 4222 | 0 | 4180
|  | 4223 | 0 | 4180
|  | 4224 | 0 | 4180
|  | 4225 | 0 | 4180
|  | 4226 | 0 | 4180
|  | 4227 | 0 | 4180
|  | 4228 | 0 | 4180
|  | 4229 | 0 | 4180
|  | 4230 | 0 | 4180
|  | 4231 | 0 | 4180
|  | 4232 | 0 | 4180
|  | 4233 | 0 | 4180
|  | 4234 | 0 | 4180
|  | 4235 | 0 | 4180
|  | 4236 | 0 | 4180
|  | 4237 | 0 | 4180
|  | 4238 | 0 | 4180
|  | 4239 | 0 | 4180
|  | 4240 | 0 | 4180
|  | 4241 | 0 | 4180
|  | 4242 | 0 | 4180
|  | 4243 | 0 | 4180
|  | 4244 | 0 | 4180
|  | 4245 | 0 | 4180
|  | 4246 | 0 | 4180
|  | 4247 | 0 | 4180
|  | 4248 | 0 | 4180
|  | 4249 | 0 | 4180
|  | 4250 | 0 | 4180
|  | 4251 | 0 | 4180
|  | 4252 | 0 | 4180
|  | 4253 | 0 | 4180
|  | 4254 | 0 | 4180
|  | 4255 | 0 | 4180
|  | 4256 | 0 | 4180
|  | 4257 | 0 | 4180
|  | 4258 | 0 | 4180
|  | 4259 | 0 | 4180
|  | 4260 | 0 | 4180
|  | 4261 | 0 | 4180
|  | 4262 | 0 | 4180
|  | 4263 | 0 | 4180
|  | 4264 | 0 | 4180
|  | 4265 | 0 | 4180
|  | 4266 | 0 | 4180
|  | 4267 | 0 | 4180
|  | 4268 | 0 | 4180
|  | 4269 | 0 | 4180
|  | 4270 | 0 | 4180
|  | 4271 | 0 | 4180
|  | 4272 | 0 | 4180
|  | 4273 | 0 | 4180
|  | 4274 | 0 | 4180
|  | 4275 | 0 | 4180
|  | 4276 | 0 | 4180
|  | 4277 | 0 | 4180
|  | 4278 | 0 | 4180
|  | 4279 | 0 | 4180
|  | 4280 | 0 | 4180
|  | 4281 | 0 | 4180
|  | 4282 | 0 | 4180
|  | 4283 | 0 | 4180
|  | 4284 | 0 | 4180
|  | 4285 | 0 | 4180
|  | 4286 | 0 | 4180
|  | 4287 | 0 | 4180
|  | 4288 | 0 | 4180
|  | 4289 | 0 | 4180
|  | 4290 | 0 | 4180
|  | 4291 | 0 | 4180
|  | 4292 | 0 | 4180
|  | 4293 | 0 | 4180
|  | 4294 | 0 | 4180
|  | 4295 | 0 | 4180
|  | 4296 | 0 | 4180
|  | 4297 | 0 | 4180
|  | 4298 | 0 | 4180
|  | 4299 | 0 | 4180
|  | 4300 | 0 | 4180
|  | 4301 | 0 | 4180
|  | 4302 | 0 | 4180
|  | 4303 | 0 | 4180
|  | 4304 | 0 | 4180
|  | 4305 | 0 | 4180
|  | 4306 | 0 | 4180
|  | 4307 | 0 | 4180
|  | 4308 | 0 | 4180
|  | 4309 | 0 | 4180
|  | 4310 | 0 | 4180
|  | 4311 | 0 | 4180
|  | 4312 | 0 | 4180
|  | 4313 | 0 | 4180
|  | 4314 | 0 | 4180
|  | 4315 | 0 | 4180
|  | 4316 | 0 | 4180
|  | 4317 | 0 | 4180
|  | 4318 | 0 | 4180
|  | 4319 | 0 | 4180
|  | 4320 | 0 | 4180
|  | 4321 | 0 | 4180
|  | 4322 | 0 | 4180
|  | 4323 | 0 | 4180
|  | 4324 | 0 | 4180
|  | 4325 | 0 | 4180
|  | 4326 | 0 | 4180
|  | 4327 | 0 | 4180
|  | 4328 | 0 | 4180
|  | 4329 | 0 | 4180
|  | 4330 | 0 | 4180
|  | 4331 | 0 | 4180
|  | 4332 | 0 | 4180
|  | 4333 | 0 | 4180
|  | 4334 | 0 | 4180
|  | 4335 | 0 | 4180
|  | 4336 | 0 | 4180
|  | 4337 | 0 | 4180
|  | 4338 | 0 | 4180
|  | 4339 | 0 | 4180
|  | 4340 | 0 | 4180
|  | 4341 | 0 | 4180
|  | 4342 | 0 | 4180
|  | 4343 | 0 | 4180
|  | 4344 | 0 | 4180
|  | 4345 | 0 | 4180
|  | 4346 | 0 | 4180
|  | 4347 | 0 | 4180
|  | 4348 | 0 | 4180
|  | 4349 | 0 | 4180
|  | 4350 | 0 | 4180
|  | 4351 | 0 | 4180
|  | 4352 | 0 | 4180
|  | 4353 | 0 | 4180
|  | 4354 | 0 | 4180
|  | 4355 | 0 | 4180
|  | 4356 | 0 | 4180
|  | 4357 | 0 | 4180
|  | 4358 | 0 | 4180
|  | 4359 | 0 | 4180
|  | 4360 | 0 | 4180
|  | 4361 | 0 | 4180
|  | 4362 | 0 | 4180
|  | 4363 | 0 | 4180
|  | 4364 | 0 | 4180
|  | 4365 | 0 | 4180
|  | 4366 | 0 | 4180
|  | 4367 | 0 | 4180
|  | 4368 | 0 | 4180
|  | 4369 | 0 | 4180
|  | 4370 | 0 | 4180
|  | 4371 | 0 | 4180
|  | 4372 | 0 | 4180
|  | 4373 | 0 | 4180
|  | 4374 | 0 | 4180
|  | 4375 | 0 | 4180
|  | 4376 | 0 | 4180
|  | 4377 | 0 | 4180
|  | 4378 | 0 | 4180
|  | 4379 | 0 | 4180
|  | 4380 | 0 | 4180
|  | 4381 | 0 | 4180
|  | 4382 | 0 | 4180
|  | 4383 | 0 | 4180
|  | 4384 | 0 | 4180
|  | 4385 | 0 | 4180
|  | 4386 | 0 | 4180
|  | 4387 | 0 | 4180
|  | 4388 | 0 | 4180
|  | 4389 | 0 | 4180
|  | 4390 | 0 | 4180
|  | 4391 | 0 | 4180
|  | 4392 | 0 | 4180
|  | 4393 | 0 | 4180
|  | 4394 | 0 | 4180
|  | 4395 | 0 | 4180
|  | 4396 | 0 | 4180
|  | 4397 | 0 | 4180
|  | 4398 | 0 | 4180
|  | 4399 | 0 | 4180
|  | 4400 | 0 | 4180
|  | 4401 | 0 | 4180
|  | 4402 | 0 | 4180
|  | 4403 | 0 | 4180
|  | 4404 | 0 | 4180
|  | 4405 | 0 | 4180
|  | 4406 | 0 | 4180
|  | 4407 | 0 | 4180
|  | 4408 | 0 | 4180
|  | 4409 | 0 | 4180
|  | 4410 | 0 | 4180
|  | 4411 | 0 | 4180
|  | 4412 | 0 | 4180
|  | 4413 | 0 | 4180
|  | 4414 | 0 | 4180
|  | 4415 | 0 | 4180
|  | 4416 | 0 | 4180
|  | 4417 | 0 | 4180
|  | 4418 | 0 | 4180
|  | 4419 | 0 | 4180
|  | 4420 | 0 | 4180
|  | 4421 | 0 | 4180
|  | 4422 | 0 | 4180
|  | 4423 | 0 | 4180
|  | 4424 | 0 | 4180
|  | 4425 | 0 | 4180
|  | 4426 | 0 | 4180
|  | 4427 | 0 | 4180
|  | 4428 | 0 | 4180
|  | 4429 | 0 | 4180
|  | 4430 | 0 | 4180
|  | 4431 | 0 | 4180
|  | 4432 | 0 | 4180
|  | 4433 | 0 | 4180
|  | 4434 | 0 | 4180
|  | 4435 | 0 | 4180
|  | 4436 | 0 | 4180
|  | 4437 | 0 | 4180
|  | 4438 | 0 | 4180
|  | 4439 | 0 | 4180
|  | 4440 | 0 | 4180
|  | 4441 | 0 | 4180
|  | 4442 | 0 | 4180
|  | 4443 | 0 | 4180
|  | 4444 | 0 | 4180
|  | 4445 | 0 | 4180
|  | 4446 | 0 | 4180
|  | 4447 | 0 | 4180
|  | 4448 | 0 | 4180
|  | 4449 | 0 | 4180
|  | 4450 | 0 | 4180
|  | 4451 | 0 | 4180
|  | 4452 | 0 | 4180
|  | 4453 | 0 | 4180
|  | 4454 | 0 | 4180
|  | 4455 | 0 | 4180
|  | 4456 | 0 | 4180
|  | 4457 | 0 | 4180
|  | 4458 | 0 | 4180
|  | 4459 | 0 | 4180
|  | 4460 | 0 | 4180
|  | 4461 | 0 | 4180
|  | 4462 | 0 | 4180
|  | 4463 | 0 | 4180
|  | 4464 | 0 | 4180
|  | 4465 | 0 | 4180
|  | 4466 | 0 | 4180
|  | 4467 | 0 | 4180
|  | 4468 | 0 | 4180
|  | 4469 | 0 | 4180
|  | 4470 | 0 | 4180
|  | 4471 | 0 | 4180
|  | 4472 | 0 | 4180
|  | 4473 | 0 | 4180
|  | 4474 | 0 | 4180
|  | 4475 | 0 | 4180
|  | 4476 | 0 | 4180
|  | 4477 | 0 | 4180
|  | 4478 | 0 | 4180
|  | 4479 | 0 | 4180
|  | 4480 | 0 | 4180
|  | 4481 | 0 | 4180
|  | 4482 | 0 | 4180
|  | 4483 | 0 | 4180
|  | 4484 | 0 | 4180
|  | 4485 | 0 | 4180
|  | 4486 | 0 | 4180
|  | 4487 | 0 | 4180
|  | 4488 | 0 | 4180
|  | 4489 | 0 | 4180
|  | 4490 | 0 | 4180
|  | 4491 | 0 | 4180
|  | 4492 | 0 | 4180
|  | 4493 | 0 | 4180
|  | 4494 | 0 | 4180
|  | 4495 | 0 | 4180
|  | 4496 | 0 | 4180
|  | 4497 | 0 | 4180
|  | 4498 | 0 | 4180
|  | 4499 | 0 | 4180
|  | 4500 | 0 | 4180
|  | 4501 | 0 | 4180
|  | 4502 | 0 | 4180
|  | 4503 | 0 | 4180
|  | 4504 | 0 | 4180
|  | 4505 | 0 | 4180
|  | 4506 | 0 | 4180
|  | 4507 | 0 | 4180
|  | 4508 | 0 | 4180
|  | 4509 | 0 | 4180
|  | 4510 | 0 | 4180
|  | 4511 | 0 | 4180
|  | 4512 | 0 | 4180
|  | 4513 | 0 | 4180
|  | 4514 | 0 | 4180
|  | 4515 | 0 | 4180
|  | 4516 | 0 | 4180
|  | 4517 | 0 | 4180
|  | 4518 | 0 | 4180
|  | 4519 | 0 | 4180
|  | 4520 | 0 | 4180
|  | 4521 | 0 | 4180
|  | 4522 | 0 | 4180
|  | 4523 | 0 | 4180
|  | 4524 | 0 | 4180
|  | 4525 | 0 | 4180
|  | 4526 | 0 | 4180
|  | 4527 | 0 | 4180
|  | 4528 | 0 | 4180
|  | 4529 | 0 | 4180
|  | 4530 | 0 | 4180
|  | 4531 | 0 | 4180
|  | 4532 | 0 | 4180
|  | 4533 | 0 | 4180
|  | 4534 | 0 | 4180
|  | 4535 | 0 | 4180
|  | 4536 | 0 | 4180
|  | 4537 | 0 | 4180
|  | 4538 | 0 | 4180
|  | 4539 | 0 | 4180
|  | 4540 | 0 | 4180
|  | 4541 | 0 | 4180
|  | 4542 | 0 | 4180
|  | 4543 | 0 | 4180
|  | 4544 | 0 | 4180
|  | 4545 | 0 | 4180
|  | 4546 | 0 | 4180
|  | 4547 | 0 | 4180
|  | 4548 | 0 | 4180
|  | 4549 | 0 | 4180
|  | 4550 | 0 | 4180
|  | 4551 | 0 | 4180
|  | 4552 | 0 | 4180
|  | 4553 | 0 | 4180
|  | 4554 | 0 | 4180
|  | 4555 | 0 | 4180
|  | 4556 | 0 | 4180
|  | 4557 | 0 | 4180
|  | 4558 | 0 | 4180
|  | 4559 | 0 | 4180
|  | 4560 | 0 | 4180
|  | 4561 | 0 | 4180
|  | 4562 | 0 | 4180
|  | 4563 | 0 | 4180
|  | 4564 | 0 | 4180
|  | 4565 | 0 | 4180
|  | 4566 | 0 | 4180
|  | 4567 | 0 | 4180
|  | 4568 | 0 | 4180
|  | 4569 | 0 | 4180
|  | 4570 | 0 | 4180
|  | 4571 | 0 | 4180
|  | 4572 | 0 | 4180
|  | 4573 | 0 | 4180
|  | 4574 | 0 | 4180
|  | 4575 | 0 | 4180
|  | 4576 | 0 | 4180
|  | 4577 | 0 | 4180
|  | 4578 | 0 | 4180
|  | 4579 | 0 | 4180
|  | 4580 | 0 | 4180
|  | 4581 | 0 | 4180
|  | 4582 | 0 | 4180
|  | 4583 | 0 | 4180
|  | 4584 | 0 | 4180
|  | 4585 | 0 | 4180
|  | 4586 | 0 | 4180
|  | 4587 | 0 | 4180
|  | 4588 | 0 | 4180
|  | 4589 | 0 | 4180
|  | 4590 | 0 | 4180
|  | 4591 | 0 | 4180
|  | 4592 | 0 | 4180
|  | 4593 | 0 | 4180
|  | 4594 | 0 | 4180
|  | 4595 | 0 | 4180
|  | 4596 | 0 | 4180
|  | 4597 | 0 | 4180
|  | 4598 | 0 | 4180
|  | 4599 | 0 | 4180
|  | 4600 | 0 | 4180
|  | 4601 | 0 | 4180
|  | 4602 | 0 | 4180
|  | 4603 | 0 | 4180
|  | 4604 | 0 | 4180
|  | 4605 | 0 | 4180
|  | 4606 | 0 | 4180
|  | 4607 | 0 | 4180
|  | 4608 | 0 | 4180
|  | 4609 | 0 | 4180
|  | 4610 | 0 | 4180
|  | 4611 | 0 | 4180
|  | 4612 | 0 | 4180
|  | 4613 | 0 | 4180
|  | 4614 | 0 | 4180
|  | 4615 | 0 | 4180
|  | 4616 | 0 | 4180
|  | 4617 | 0 | 4180
|  | 4618 | 0 | 4180
|  | 4619 | 0 | 4180
|  | 4620 | 0 | 4180
|  | 4621 | 0 | 4180
|  | 4622 | 0 | 4180
|  | 4623 | 0 | 4180
|  | 4624 | 0 | 4180
|  | 4625 | 0 | 4180
|  | 4626 | 0 | 4180
|  | 4627 | 0 | 4180
|  | 4628 | 0 | 4180
|  | 4629 | 0 | 4180
|  | 4630 | 0 | 4180
|  | 4631 | 0 | 4180
|  | 4632 | 0 | 4180
|  | 4633 | 0 | 4180
|  | 4634 | 0 | 4180
|  | 4635 | 0 | 4180
|  | 4636 | 0 | 4180
|  | 4637 | 0 | 4180
|  | 4638 | 0 | 4180
|  | 4639 | 0 | 4180
|  | 4640 | 0 | 4180
|  | 4641 | 0 | 4180
|  | 4642 | 0 | 4180
|  | 4643 | 0 | 4180
|  | 4644 | 0 | 4180
|  | 4645 | 0 | 4180
|  | 4646 | 0 | 4180
|  | 4647 | 0 | 4180
|  | 4648 | 0 | 4180
|  | 4649 | 0 | 4180
|  | 4650 | 0 | 4180
|  | 4651 | 0 | 4180
|  | 4652 | 0 | 4180
|  | 4653 | 0 | 4180
|  | 4654 | 0 | 4180
|  | 4655 | 0 | 4180
|  | 4656 | 0 | 4180
|  | 4657 | 0 | 4180
|  | 4658 | 0 | 4180
|  | 4659 | 0 | 4180
|  | 4660 | 0 | 4180
|  | 4661 | 0 | 4180
|  | 4662 | 0 | 4180
|  | 4663 | 0 | 4180
|  | 4664 | 0 | 4180
|  | 4665 | 0 | 4180
|  | 4666 | 0 | 4180
|  | 4667 | 0 | 4180
|  | 4668 | 0 | 4180
|  | 4669 | 0 | 4180
|  | 4670 | 0 | 4180
|  | 4671 | 0 | 4180
|  | 4672 | 0 | 4180
|  | 4673 | 0 | 4180
|  | 4674 | 0 | 4180
|  | 4675 | 0 | 4180
|  | 4676 | 0 | 4180
|  | 4677 | 0 | 4180
|  | 4678 | 0 | 4180
|  | 4679 | 0 | 4180
|  | 4680 | 0 | 4180
|  | 4681 | 0 | 4180
|  | 4682 | 0 | 4180
|  | 4683 | 0 | 4180
|  | 4684 | 0 | 4180
|  | 4685 | 0 | 4180
|  | 4686 | 0 | 4180
|  | 4687 | 0 | 4180
|  | 4688 | 0 | 4180
|  | 4689 | 0 | 4180
|  | 4690 | 0 | 4180
|  | 4691 | 0 | 4180
|  | 4692 | 0 | 4180
|  | 4693 | 0 | 4180
|  | 4694 | 0 | 4180
|  | 4695 | 0 | 4180
|  | 4696 | 0 | 4180
|  | 4697 | 0 | 4180
|  | 4698 | 0 | 4180
|  | 4699 | 0 | 4180
|  | 4700 | 0 | 4180
|  | 4701 | 0 | 4180
|  | 4702 | 0 | 4180
|  | 4703 | 0 | 4180
|  | 4704 | 0 | 4180
|  | 4705 | 0 | 4180
|  | 4706 | 0 | 4180
|  | 4707 | 0 | 4180
|  | 4708 | 0 | 4180
|  | 4709 | 0 | 4180
|  | 4710 | 0 | 4180
|  | 4711 | 0 | 4180
|  | 4712 | 0 | 4180
|  | 4713 | 0 | 4180
|  | 4714 | 0 | 4180
|  | 4715 | 0 | 4180
|  | 4716 | 0 | 4180
|  | 4717 | 0 | 4180
|  | 4718 | 0 | 4180
|  | 4719 | 0 | 4180
|  | 4720 | 0 | 4180
|  | 4721 | 0 | 4180
|  | 4722 | 0 | 4180
|  | 4723 | 0 | 4180
|  | 4724 | 0 | 4180
|  | 4725 | 0 | 4180
|  | 4726 | 0 | 4180
|  | 4727 | 0 | 4180
|  | 4728 | 0 | 4180
|  | 4729 | 0 | 4180
|  | 4730 | 0 | 4180
|  | 4731 | 0 | 4180
|  | 4732 | 0 | 4180
|  | 4733 | 0 | 4180
|  | 4734 | 0 | 4180
|  | 4735 | 0 | 4180
|  | 4736 | 0 | 4180
|  | 4737 | 0 | 4180
|  | 4738 | 0 | 4180
|  | 4739 | 0 | 4180
|  | 4740 | 0 | 4180
|  | 4741 | 0 | 4180
|  | 4742 | 0 | 4180
|  | 4743 | 0 | 4180
|  | 4744 | 0 | 4180
|  | 4745 | 0 | 4180
|  | 4746 | 0 | 4180
|  | 4747 | 0 | 4180
|  | 4748 | 0 | 4180
|  | 4749 | 0 | 4180
|  | 4750 | 0 | 4180
|  | 4751 | 0 | 4180
|  | 4752 | 0 | 4180
|  | 4753 | 0 | 4180
|  | 4754 | 0 | 4180
|  | 4755 | 0 | 4180
|  | 4756 | 0 | 4180
|  | 4757 | 0 | 4180
|  | 4758 | 0 | 4180
|  | 4759 | 0 | 4180
|  | 4760 | 0 | 4180
|  | 4761 | 0 | 4180
|  | 4762 | 0 | 4180
|  | 4763 | 0 | 4180
|  | 4764 | 0 | 4180
|  | 4765 | 0 | 4180
|  | 4766 | 0 | 4180
|  | 4767 | 0 | 4180
|  | 4768 | 0 | 4180
|  | 4769 | 0 | 4180
|  | 4770 | 0 | 4180
|  | 4771 | 0 | 4180
|  | 4772 | 0 | 4180
|  | 4773 | 0 | 4180
|  | 4774 | 0 | 4180
|  | 4775 | 0 | 4180
|  | 4776 | 0 | 4180
|  | 4777 | 0 | 4180
|  | 4778 | 0 | 4180
|  | 4779 | 0 | 4180
|  | 4780 | 0 | 4180
|  | 4781 | 0 | 4180
|  | 4782 | 0 | 4180
|  | 4783 | 0 | 4180
|  | 4784 | 0 | 4180
|  | 4785 | 0 | 4180
|  | 4786 | 0 | 4180
|  | 4787 | 0 | 4180
|  | 4788 | 0 | 4180
|  | 4789 | 0 | 4180
|  | 4790 | 0 | 4180
|  | 4791 | 0 | 4180
|  | 4792 | 0 | 4180
|  | 4793 | 0 | 4180
|  | 4794 | 0 | 4180
|  | 4795 | 0 | 4180
|  | 4796 | 0 | 4180
|  | 4797 | 0 | 4180
|  | 4798 | 0 | 4180
|  | 4799 | 0 | 4180
|  | 4800 | 0 | 4180
|  | 4801 | 0 | 4180
|  | 4802 | 0 | 4180
|  | 4803 | 0 | 4180
|  | 4804 | 0 | 4180
|  | 4805 | 0 | 4180
|  | 4806 | 0 | 4180
|  | 4807 | 0 | 4180
|  | 4808 | 0 | 4180
|  | 4809 | 0 | 4180
|  | 4810 | 0 | 4180
|  | 4811 | 0 | 4180
|  | 4812 | 0 | 4180
|  | 4813 | 0 | 4180
|  | 4814 | 0 | 4180
|  | 4815 | 0 | 4180
|  | 4816 | 0 | 4180
|  | 4817 | 0 | 4180
|  | 4818 | 0 | 4180
|  | 4819 | 0 | 4180
|  | 4820 | 0 | 4180
|  | 4821 | 0 | 4180
|  | 4822 | 0 | 4180
|  | 4823 | 0 | 4180
|  | 4824 | 0 | 4180
|  | 4825 | 0 | 4180
|  | 4826 | 0 | 4180
|  | 4827 | 0 | 4180
|  | 4828 | 0 | 4180
|  | 4829 | 0 | 4180
|  | 4830 | 0 | 4180
|  | 4831 | 0 | 4180
|  | 4832 | 0 | 4180
|  | 4833 | 0 | 4180
|  | 4834 | 0 | 4180
|  | 4835 | 0 | 4180
|  | 4836 | 0 | 4180
|  | 4837 | 0 | 4180
|  | 4838 | 0 | 4180
|  | 4839 | 0 | 4180
|  | 4840 | 0 | 4180
|  | 4841 | 0 | 4180
|  | 4842 | 0 | 4180
|  | 4843 | 0 | 4180
|  | 4844 | 0 | 4180
|  | 4845 | 0 | 4180
|  | 4846 | 0 | 4180
|  | 4847 | 0 | 4180
|  | 4848 | 0 | 4180
|  | 4849 | 0 | 4180
|  | 4850 | 0 | 4180
|  | 4851 | 0 | 4180
|  | 4852 | 0 | 4180
|  | 4853 | 0 | 4180
|  | 4854 | 0 | 4180
|  | 4855 | 0 | 4180
|  | 4856 | 0 | 4180
|  | 4857 | 0 | 4180
|  | 4858 | 0 | 4180
|  | 4859 | 0 | 4180
|  | 4860 | 0 | 4180
|  | 4861 | 0 | 4180
|  | 4862 | 0 | 4180
|  | 4863 | 0 | 4180
|  | 4864 | 0 | 4180
|  | 4865 | 0 | 4180
|  | 4866 | 0 | 4180
|  | 4867 | 0 | 4180
|  | 4868 | 0 | 4180
|  | 4869 | 0 | 4180
|  | 4870 | 0 | 4180
|  | 4871 | 0 | 4180
|  | 4872 | 0 | 4180
|  | 4873 | 0 | 4180
|  | 4874 | 0 | 4180
|  | 4875 | 0 | 4180
|  | 4876 | 0 | 4180
|  | 4877 | 0 | 4180
|  | 4878 | 0 | 4180
|  | 4879 | 0 | 4180
|  | 4880 | 0 | 4180
|  | 4881 | 0 | 4180
|  | 4882 | 0 | 4180
|  | 4883 | 0 | 4180
|  | 4884 | 0 | 4180
|  | 4885 | 0 | 4180
|  | 4886 | 0 | 4180
|  | 4887 | 0 | 4180
|  | 4888 | 0 | 4180
|  | 4889 | 0 | 4180
|  | 4890 | 0 | 4180
|  | 4891 | 0 | 4180
|  | 4892 | 0 | 4180
|  | 4893 | 0 | 4180
|  | 4894 | 0 | 4180
|  | 4895 | 0 | 4180
|  | 4896 | 0 | 4180
|  | 4897 | 0 | 4180
|  | 4898 | 0 | 4180
|  | 4899 | 0 | 4180
|  | 4900 | 0 | 4180
|  | 4901 | 0 | 4180
|  | 4902 | 0 | 4180
|  | 4903 | 0 | 4180
|  | 4904 | 0 | 4180
|  | 4905 | 0 | 4180
|  | 4906 | 0 | 4180
|  | 4907 | 0 | 4180
|  | 4908 | 0 | 4180
|  | 4909 | 0 | 4180
|  | 4910 | 0 | 4180
|  | 4911 | 0 | 4180
|  | 4912 | 0 | 4180
|  | 4913 | 0 | 4180
|  | 4914 | 0 | 4180
|  | 4915 | 0 | 4180
|  | 4916 | 0 | 4180
|  | 4917 | 0 | 4180
|  | 4918 | 0 | 4180
|  | 4919 | 0 | 4180
|  | 4920 | 0 | 4180
|  | 4921 | 0 | 4180
|  | 4922 | 0 | 4180
|  | 4923 | 0 | 4180
|  | 4924 | 0 | 4180
|  | 4925 | 0 | 4180
|  | 4926 | 0 | 4180
|  | 4927 | 0 | 4180
|  | 4928 | 0 | 4180
|  | 4929 | 0 | 4180
|  | 4930 | 0 | 4180
|  | 4931 | 0 | 4180
|  | 4932 | 0 | 4180
|  | 4933 | 0 | 4180
|  | 4934 | 0 | 4180
|  | 4935 | 0 | 4180
|  | 4936 | 0 | 4180
|  | 4937 | 0 | 4180
|  | 4938 | 0 | 4180
|  | 4939 | 0 | 4180
|  | 4940 | 0 | 4180
|  | 4941 | 0 | 4180
|  | 4942 | 0 | 4180
|  | 4943 | 0 | 4180
|  | 4944 | 0 | 4180
|  | 4945 | 0 | 4180
|  | 4946 | 0 | 4180
|  | 4947 | 0 | 4180
|  | 4948 | 0 | 4180
|  | 4949 | 0 | 4180
|  | 4950 | 0 | 4180
|  | 4951 | 0 | 4180
|  | 4952 | 0 | 4180
|  | 4953 | 0 | 4180
|  | 4954 | 0 | 4180
|  | 4955 | 0 | 4180
|  | 4956 | 0 | 4180
|  | 4957 | 0 | 4180
|  | 4958 | 0 | 4180
|  | 4959 | 0 | 4180
|  | 4960 | 0 | 4180
|  | 4961 | 0 | 4180
|  | 4962 | 0 | 4180
|  | 4963 | 0 | 4180
|  | 4964 | 0 | 4180
|  | 4965 | 0 | 4180
|  | 4966 | 0 | 4180
|  | 4967 | 0 | 4180
|  | 4968 | 0 | 4180
|  | 4969 | 0 | 4180
|  | 4970 | 0 | 4180
|  | 4971 | 0 | 4180
|  | 4972 | 0 | 4180
|  | 4973 | 0 | 4180
|  | 4974 | 0 | 4180
|  | 4975 | 0 | 4180
|  | 4976 | 0 | 4180
|  | 4977 | 0 | 4180
|  | 4978 | 0 | 4180
|  | 4979 | 0 | 4180
|  | 4980 | 0 | 4180
|  | 4981 | 0 | 4180
|  | 4982 | 0 | 4180
|  | 4983 | 0 | 4180
|  | 4984 | 0 | 4180
|  | 4985 | 0 | 4180
|  | 4986 | 0 | 4180
|  | 4987 | 0 | 4180
|  | 4988 | 0 | 4180
|  | 4989 | 0 | 4180
|  | 4990 | 0 | 4180
|  | 4991 | 0 | 4180
|  | 4992 | 0 | 4180
|  | 4993 | 0 | 4180
|  | 4994 | 0 | 4180
|  | 4995 | 0 | 4180
|  | 4996 | 0 | 4180
|  | 4997 | 0 | 4180
|  | 4998 | 0 | 4180
|  | 4999 | 0 | 4180
|  | 5000 | 0 | 4180
|  | 5001 | 0 | 4180
|  | 5002 | 0 | 4180
|  | 5003 | 0 | 4180
|  | 5004 | 0 | 4180
|  | 5005 | 0 | 4180
|  | 5006 | 0 | 4180
|  | 5007 | 0 | 4180
|  | 5008 | 0 | 4180
|  | 5009 | 0 | 4180
|  | 5010 | 0 | 4180
|  | 5011 | 0 | 4180
|  | 5012 | 0 | 4180
|  | 5013 | 0 | 4180
|  | 5014 | 0 | 4180
|  | 5015 | 0 | 4180
|  | 5016 | 0 | 4180
|  | 5017 | 0 | 4180
|  | 5018 | 0 | 4180
|  | 5019 | 0 | 4180
|  | 5020 | 0 | 4180
|  | 5021 | 0 | 4180
|  | 5022 | 0 | 4180
|  | 5023 | 0 | 4180
|  | 5024 | 0 | 4180
|  | 5025 | 0 | 4180
|  | 5026 | 0 | 4180
|  | 5027 | 0 | 4180
|  | 5028 | 0 | 4180
|  | 5029 | 0 | 4180
|  | 5030 | 0 | 4180
|  | 5031 | 0 | 4180
|  | 5032 | 0 | 4180
|  | 5033 | 0 | 4180
|  | 5034 | 0 | 4180
|  | 5035 | 0 | 4180
|  | 5036 | 0 | 4180
|  | 5037 | 0 | 4180
|  | 5038 | 0 | 4180
|  | 5039 | 0 | 4180
|  | 5040 | 0 | 4180
|  | 5041 | 0 | 4180
|  | 5042 | 0 | 4180
|  | 5043 | 0 | 4180
|  | 5044 | 0 | 4180
|  | 5045 | 0 | 4180
|  | 5046 | 0 | 4180
|  | 5047 | 0 | 4180
|  | 5048 | 0 | 4180
|  | 5049 | 0 | 4180
|  | 5050 | 0 | 4180
|  | 5051 | 0 | 4180
|  | 5052 | 0 | 4180
|  | 5053 | 0 | 4180
|  | 5054 | 0 | 4180
|  | 5055 | 0 | 4180
|  | 5056 | 0 | 4180
|  | 5057 | 0 | 4180
|  | 5058 | 0 | 4180
|  | 5059 | 0 | 4180
|  | 5060 | 0 | 4180
|  | 5061 | 0 | 4180
|  | 5062 | 0 | 4180
|  | 5063 | 0 | 4180
|  | 5064 | 0 | 4180
|  | 5065 | 0 | 4180
|  | 5066 | 0 | 4180
|  | 5067 | 0 | 4180
|  | 5068 | 0 | 4180
|  | 5069 | 0 | 4180
|  | 5070 | 0 | 4180
|  | 5071 | 0 | 4180
|  | 5072 | 0 | 4180
|  | 5073 | 0 | 4180
|  | 5074 | 0 | 4180
|  | 5075 | 0 | 4180
|  | 5076 | 0 | 4180
|  | 5077 | 0 | 4180
|  | 5078 | 0 | 4180
|  | 5079 | 0 | 4180
|  | 5080 | 0 | 4180
|  | 5081 | 0 | 4180
|  | 5082 | 0 | 4180
|  | 5083 | 0 | 4180
|  | 5084 | 0 | 4180
|  | 5085 | 0 | 4180
|  | 5086 | 0 | 4180
|  | 5087 | 0 | 4180
|  | 5088 | 0 | 4180
|  | 5089 | 0 | 4180
|  | 5090 | 0 | 4180
|  | 5091 | 0 | 4180
|  | 5092 | 0 | 4180
|  | 5093 | 0 | 4180
|  | 5094 | 0 | 4180
|  | 5095 | 0 | 4180
|  | 5096 | 0 | 4180
|  | 5097 | 0 | 4180
|  | 5098 | 0 | 4180
|  | 5099 | 0 | 4180
|  | 5100 | 0 | 4180
|  | 5101 | 0 | 4180
|  | 5102 | 0 | 4180
|  | 5103 | 0 | 4180
|  | 5104 | 0 | 4180
|  | 5105 | 0 | 4180
|  | 5106 | 0 | 4180
|  | 5107 | 0 | 4180
|  | 5108 | 0 | 4180
|  | 5109 | 0 | 4180
|  | 5110 | 0 | 4180
|  | 5111 | 0 | 4180
|  | 5112 | 0 | 4180
|  | 5113 | 0 | 4180
|  | 5114 | 0 | 4180
|  | 5115 | 0 | 4180
|  | 5116 | 0 | 4180
|  | 5117 | 0 | 4180
|  | 5118 | 0 | 4180
|  | 5119 | 0 | 4180
|  | 5120 | 0 | 4180
|  | 5121 | 0 | 4180
|  | 5122 | 0 | 4180
|  | 5123 | 0 | 4180
|  | 5124 | 0 | 4180
|  | 5125 | 0 | 4180
|  | 5126 | 0 | 4180
|  | 5127 | 0 | 4180
|  | 5128 | 0 | 4180
|  | 5129 | 0 | 4180
|  | 5130 | 0 | 4180
|  | 5131 | 0 | 4180
|  | 5132 | 0 | 4180
|  | 5133 | 0 | 4180
|  | 5134 | 0 | 4180
|  | 5135 | 0 | 4180
|  | 5136 | 0 | 4180
|  | 5137 | 0 | 4180
|  | 5138 | 0 | 4180
|  | 5139 | 0 | 4180
|  | 5140 | 0 | 4180
|  | 5141 | 0 | 4180
|  | 5142 | 0 | 4180
|  | 5143 | 0 | 4180
|  | 5144 | 0 | 4180
|  | 5145 | 0 | 4180
|  | 5146 | 0 | 4180
|  | 5147 | 0 | 4180
|  | 5148 | 0 | 4180
|  | 5149 | 0 | 4180
|  | 5150 | 0 | 4180
|  | 5151 | 0 | 4180
|  | 5152 | 0 | 4180
|  | 5153 | 0 | 4180
|  | 5154 | 0 | 4180
|  | 5155 | 0 | 4180
|  | 5156 | 0 | 4180
|  | 5157 | 0 | 4180
|  | 5158 | 0 | 4180
|  | 5159 | 0 | 4180
|  | 5160 | 0 | 4180
|  | 5161 | 0 | 4180
|  | 5162 | 0 | 4180
|  | 5163 | 0 | 4180
|  | 5164 | 0 | 4180
|  | 5165 | 0 | 4180
|  | 5166 | 0 | 4180
|  | 5167 | 0 | 4180
|  | 5168 | 0 | 4180
|  | 5169 | 0 | 4180
|  | 5170 | 0 | 4180
|  | 5171 | 0 | 4180
|  | 5172 | 0 | 4180
|  | 5173 | 0 | 4180
|  | 5174 | 0 | 4180
|  | 5175 | 0 | 4180
|  | 5176 | 0 | 4180
|  | 5177 | 0 | 4180
|  | 5178 | 0 | 4180
|  | 5179 | 0 | 4180
|  | 5180 | 0 | 4180
|  | 5181 | 0 | 4180
|  | 5182 | 0 | 4180
|  | 5183 | 0 | 4180
|  | 5184 | 0 | 4180
|  | 5185 | 0 | 4180
|  | 5186 | 0 | 4180
|  | 5187 | 0 | 4180
|  | 5188 | 0 | 4180
|  | 5189 | 0 | 4180
|  | 5190 | 0 | 4180
|  | 5191 | 0 | 4180
|  | 5192 | 0 | 4180
|  | 5193 | 0 | 4180
|  | 5194 | 0 | 4180
|  | 5195 | 0 | 4180
|  | 5196 | 0 | 4180
|  | 5197 | 0 | 4180
|  | 5198 | 0 | 4180
|  | 5199 | 0 | 4180
|  | 5200 | 0 | 4180
|  | 5201 | 0 | 4180
|  | 5202 | 0 | 4180
|  | 5203 | 0 | 4180
|  | 5204 | 0 | 4180
|  | 5205 | 0 | 4180
|  | 5206 | 0 | 4180
|  | 5207 | 0 | 4180
|  | 5208 | 0 | 4180
|  | 5209 | 0 | 4180
|  | 5210 | 0 | 4180
|  | 5211 | 0 | 4180
|  | 5212 | 0 | 4180
|  | 5213 | 0 | 4180
|  | 5214 | 0 | 4180
|  | 5215 | 0 | 4180
|  | 5216 | 0 | 4180
|  | 5217 | 0 | 4180
|  | 5218 | 0 | 4180
|  | 5219 | 0 | 4180
|  | 5220 | 0 | 4180
|  | 5221 | 0 | 4180
|  | 5222 | 0 | 4180
|  | 5223 | 0 | 4180
|  | 5224 | 0 | 4180
|  | 5225 | 0 | 4180
|  | 5226 | 0 | 4180
|  | 5227 | 0 | 4180
|  | 5228 | 0 | 4180
|  | 5229 | 0 | 4180
|  | 5230 | 0 | 4180
|  | 5231 | 0 | 4180
|  | 5232 | 0 | 4180
|  | 5233 | 0 | 4180
|  | 5234 | 0 | 4180
|  | 5235 | 0 | 4180
|  | 5236 | 0 | 4180
|  | 5237 | 0 | 4180
|  | 5238 | 0 | 4180
|  | 5239 | 0 | 4180
|  | 5240 | 0 | 4180
|  | 5241 | 0 | 4180
|  | 5242 | 0 | 4180
|  | 5243 | 0 | 4180
|  | 5244 | 0 | 4180
|  | 5245 | 0 | 4180
|  | 5246 | 0 | 4180
|  | 5247 | 0 | 4180
|  | 5248 | 0 | 4180
|  | 5249 | 0 | 4180
|  | 5250 | 0 | 4180
|  | 5251 | 0 | 4180
|  | 5252 | 0 | 4180
|  | 5253 | 0 | 4180
|  | 5254 | 0 | 4180
|  | 5255 | 0 | 4180
|  | 5256 | 0 | 4180
|  | 5257 | 0 | 4180
|  | 5258 | 0 | 4180
|  | 5259 | 0 | 4180
|  | 5260 | 0 | 4180
|  | 5261 | 0 | 4180
|  | 5262 | 0 | 4180
|  | 5263 | 0 | 4180
|  | 5264 | 0 | 4180
|  | 5265 | 0 | 4180
|  | 5266 | 0 | 4180
|  | 5267 | 0 | 4180
|  | 5268 | 0 | 4180
|  | 5269 | 0 | 4180
|  | 5270 | 0 | 4180
|  | 5271 | 0 | 4180
|  | 5272 | 0 | 4180
|  | 5273 | 0 | 4180
|  | 5274 | 0 | 4180
|  | 5275 | 0 | 4180
|  | 5276 | 0 | 4180
|  | 5277 | 0 | 4180
|  | 5278 | 0 | 4180
|  | 5279 | 0 | 4180
|  | 5280 | 0 | 4180
|  | 5281 | 0 | 4180
|  | 5282 | 0 | 4180
|  | 5283 | 0 | 4180
|  | 5284 | 0 | 4180
|  | 5285 | 0 | 4180
|  | 5286 | 0 | 4180
|  | 5287 | 0 | 4180
|  | 5288 | 0 | 4180
|  | 5289 | 0 | 4180
|  | 5290 | 0 | 4180
|  | 5291 | 0 | 4180
|  | 5292 | 0 | 4180
|  | 5293 | 0 | 4180
|  | 5294 | 0 | 4180
|  | 5295 | 0 | 4180
|  | 5296 | 0 | 4180
|  | 5297 | 0 | 4180
|  | 5298 | 0 | 4180
|  | 5299 | 0 | 4180
|  | 5300 | 0 | 4180
|  | 5301 | 0 | 4180
|  | 5302 | 0 | 4180
|  | 5303 | 0 | 4180
|  | 5304 | 0 | 4180
|  | 5305 | 0 | 4180
|  | 5306 | 0 | 4180
|  | 5307 | 0 | 4180
|  | 5308 | 0 | 4180
|  | 5309 | 0 | 4180
|  | 5310 | 0 | 4180
|  | 5311 | 0 | 4180
|  | 5312 | 0 | 4180
|  | 5313 | 0 | 4180
|  | 5314 | 0 | 4180
|  | 5315 | 0 | 4180
|  | 5316 | 0 | 4180
|  | 5317 | 0 | 4180
|  | 5318 | 0 | 4180
|  | 5319 | 0 | 4180
|  | 5320 | 0 | 4180
|  | 5321 | 0 | 4180
|  | 5322 | 0 | 4180
|  | 5323 | 0 | 4180
|  | 5324 | 0 | 4180
|  | 5325 | 0 | 4180
|  | 5326 | 0 | 4180
|  | 5327 | 0 | 4180
|  | 5328 | 0 | 4180
|  | 5329 | 0 | 4180
|  | 5330 | 0 | 4180
|  | 5331 | 0 | 4180
|  | 5332 | 0 | 4180
|  | 5333 | 0 | 4180
|  | 5334 | 0 | 4180
|  | 5335 | 0 | 4180
|  | 5336 | 0 | 4180
|  | 5337 | 0 | 4180
|  | 5338 | 0 | 4180
|  | 5339 | 0 | 4180
|  | 5340 | 0 | 4180
|  | 5341 | 0 | 4180
|  | 5342 | 0 | 4180
|  | 5343 | 0 | 4180
|  | 5344 | 0 | 4180
|  | 5345 | 0 | 4180
|  | 5346 | 0 | 4180
|  | 5347 | 0 | 4180
|  | 5348 | 0 | 4180
|  | 5349 | 0 | 4180
|  | 5350 | 0 | 4180
|  | 5351 | 0 | 4180
|  | 5352 | 0 | 4180
|  | 5353 | 0 | 4180
|  | 5354 | 0 | 4180
|  | 5355 | 0 | 4180
|  | 5356 | 0 | 4180
|  | 5357 | 0 | 4180
|  | 5358 | 0 | 4180
|  | 5359 | 0 | 4180
|  | 5360 | 0 | 4180
|  | 5361 | 0 | 4180
|  | 5362 | 0 | 4180
|  | 5363 | 0 | 4180
|  | 5364 | 0 | 4180
|  | 5365 | 0 | 4180
|  | 5366 | 0 | 4180
|  | 5367 | 0 | 4180
|  | 5368 | 0 | 4180
|  | 5369 | 0 | 4180
|  | 5370 | 0 | 4180
|  | 5371 | 0 | 4180
|  | 5372 | 0 | 4180
|  | 5373 | 0 | 4180
|  | 5374 | 0 | 4180
|  | 5375 | 0 | 4180
|  | 5376 | 0 | 4180
|  | 5377 | 0 | 4180
|  | 5378 | 0 | 4180
|  | 5379 | 0 | 4180
|  | 5380 | 0 | 4180
|  | 5381 | 0 | 4180
|  | 5382 | 0 | 4180
|  | 5383 | 0 | 4180
|  | 5384 | 0 | 4180
|  | 5385 | 0 | 4180
|  | 5386 | 0 | 4180
|  | 5387 | 0 | 4180
|  | 5388 | 0 | 4180
|  | 5389 | 0 | 4180
|  | 5390 | 0 | 4180
|  | 5391 | 0 | 4180
|  | 5392 | 0 | 4180
|  | 5393 | 0 | 4180
|  | 5394 | 0 | 4180
|  | 5395 | 0 | 4180
|  | 5396 | 0 | 4180
|  | 5397 | 0 | 4180
|  | 5398 | 0 | 4180
|  | 5399 | 0 | 4180
|  | 5400 | 0 | 4180
|  | 5401 | 0 | 4180
|  | 5402 | 0 | 4180
|  | 5403 | 0 | 4180
|  | 5404 | 0 | 4180
|  | 5405 | 0 | 4180
|  | 5406 | 0 | 4180
|  | 5407 | 0 | 4180
|  | 5408 | 0 | 4180
|  | 5409 | 0 | 4180
|  | 5410 | 0 | 4180
|  | 5411 | 0 | 4180
|  | 5412 | 0 | 4180
|  | 5413 | 0 | 4180
|  | 5414 | 0 | 4180
|  | 5415 | 0 | 4180
|  | 5416 | 0 | 4180
|  | 5417 | 0 | 4180
|  | 5418 | 0 | 4180
|  | 5419 | 0 | 4180
|  | 5420 | 0 | 4180
|  | 5421 | 0 | 4180
|  | 5422 | 0 | 4180
|  | 5423 | 0 | 4180
|  | 5424 | 0 | 4180
|  | 5425 | 0 | 4180
|  | 5426 | 0 | 4180
|  | 5427 | 0 | 4180
|  | 5428 | 0 | 4180
|  | 5429 | 0 | 4180
|  | 5430 | 0 | 4180
|  | 5431 | 0 | 4180
|  | 5432 | 0 | 4180
|  | 5433 | 0 | 4180
|  | 5434 | 0 | 4180
|  | 5435 | 0 | 4180
|  | 5436 | 0 | 4180
|  | 5437 | 0 | 4180
|  | 5438 | 0 | 4180
|  | 5439 | 0 | 4180
|  | 5440 | 0 | 4180
|  | 5441 | 0 | 4180
|  | 5442 | 0 | 4180
|  | 5443 | 0 | 4180
|  | 5444 | 0 | 4180
|  | 5445 | 0 | 4180
|  | 5446 | 0 | 4180
|  | 5447 | 0 | 4180
|  | 5448 | 0 | 4180
|  | 5449 | 0 | 4180
|  | 5450 | 0 | 4180
|  | 5451 | 0 | 4180
|  | 5452 | 0 | 4180
|  | 5453 | 0 | 4180
|  | 5454 | 0 | 4180
|  | 5455 | 0 | 4180
|  | 5456 | 0 | 4180
|  | 5457 | 0 | 4180
|  | 5458 | 0 | 4180
|  | 5459 | 0 | 4180
|  | 5460 | 0 | 4180
|  | 5461 | 0 | 4180
|  | 5462 | 0 | 4180
|  | 5463 | 0 | 4180
|  | 5464 | 0 | 4180
|  | 5465 | 0 | 4180
|  | 5466 | 0 | 4180
|  | 5467 | 0 | 4180
|  | 5468 | 0 | 4180
|  | 5469 | 0 | 4180
|  | 5470 | 0 | 4180
|  | 5471 | 0 | 4180
|  | 5472 | 0 | 4180
|  | 5473 | 0 | 4180
|  | 5474 | 0 | 4180
|  | 5475 | 0 | 4180
|  | 5476 | 0 | 4180
|  | 5477 | 0 | 4180
|  | 5478 | 0 | 4180
|  | 5479 | 0 | 4180
|  | 5480 | 0 | 4180
|  | 5481 | 0 | 4180
|  | 5482 | 0 | 4180
|  | 5483 | 0 | 4180
|  | 5484 | 0 | 4180
|  | 5485 | 0 | 4180
|  | 5486 | 0 | 4180
|  | 5487 | 0 | 4180
|  | 5488 | 0 | 4180
|  | 5489 | 0 | 4180
|  | 5490 | 0 | 4180
|  | 5491 | 0 | 4180
|  | 5492 | 0 | 4180
|  | 5493 | 0 | 4180
|  | 5494 | 0 | 4180
|  | 5495 | 0 | 4180
|  | 5496 | 0 | 4180
|  | 5497 | 0 | 4180
|  | 5498 | 0 | 4180
|  | 5499 | 0 | 4180
|  | 5500 | 0 | 4180
|  | 5501 | 0 | 4180
|  | 5502 | 0 | 4180
|  | 5503 | 0 | 4180
|  | 5504 | 0 | 4180
|  | 5505 | 0 | 4180
|  | 5506 | 0 | 4180
|  | 5507 | 0 | 4180
|  | 5508 | 0 | 4180
|  | 5509 | 0 | 4180
|  | 5510 | 0 | 4180
|  | 5511 | 0 | 4180
|  | 5512 | 0 | 4180
|  | 5513 | 0 | 4180
|  | 5514 | 0 | 4180
|  | 5515 | 0 | 4180
|  | 5516 | 0 | 4180
|  | 5517 | 0 | 4180
|  | 5518 | 0 | 4180
|  | 5519 | 0 | 4180
|  | 5520 | 0 | 4180
|  | 5521 | 0 | 4180
|  | 5522 | 0 | 4180
|  | 5523 | 0 | 4180
|  | 5524 | 0 | 4180
|  | 5525 | 0 | 4180
|  | 5526 | 0 | 4180
|  | 5527 | 0 | 4180
|  | 5528 | 0 | 4180
|  | 5529 | 0 | 4180
|  | 5530 | 0 | 4180
|  | 5531 | 0 | 4180
|  | 5532 | 0 | 4180
|  | 5533 | 0 | 4180
|  | 5534 | 0 | 4180
|  | 5535 | 0 | 4180
|  | 5536 | 0 | 4180
|  | 5537 | 0 | 4180
|  | 5538 | 0 | 4180
|  | 5539 | 0 | 4180
|  | 5540 | 0 | 4180
|  | 5541 | 0 | 4180
|  | 5542 | 0 | 4180
|  | 5543 | 0 | 4180
|  | 5544 | 0 | 4180
|  | 5545 | 0 | 4180
|  | 5546 | 0 | 4180
|  | 5547 | 0 | 4180
|  | 5548 | 0 | 4180
|  | 5549 | 0 | 4180
|  | 5550 | 0 | 4180
|  | 5551 | 0 | 4180
|  | 5552 | 0 | 4180
|  | 5553 | 0 | 4180
|  | 5554 | 0 | 4180
|  | 5555 | 0 | 4180
|  | 5556 | 0 | 4180
|  | 5557 | 0 | 4180
|  | 5558 | 0 | 4180
|  | 5559 | 0 | 4180
|  | 5560 | 0 | 4180
|  | 5561 | 0 | 4180
|  | 5562 | 0 | 4180
|  | 5563 | 0 | 4180
|  | 5564 | 0 | 4180
|  | 5565 | 0 | 4180
|  | 5566 | 0 | 4180
|  | 5567 | 0 | 4180
|  | 5568 | 0 | 4180
|  | 5569 | 0 | 4180
|  | 5570 | 0 | 4180
|  | 5571 | 0 | 4180
|  | 5572 | 0 | 4180
|  | 5573 | 0 | 4180
|  | 5574 | 0 | 4180
|  | 5575 | 0 | 4180
|  | 5576 | 0 | 4180
|  | 5577 | 0 | 4180
|  | 5578 | 0 | 4180
|  | 5579 | 0 | 4180
|  | 5580 | 0 | 4180
|  | 5581 | 0 | 4180
|  | 5582 | 0 | 4180
|  | 5583 | 0 | 4180
|  | 5584 | 0 | 4180
|  | 5585 | 0 | 4180
|  | 5586 | 0 | 4180
|  | 5587 | 0 | 4180
|  | 5588 | 0 | 4180
|  | 5589 | 0 | 4180
|  | 5590 | 0 | 4180
|  | 5591 | 0 | 4180
|  | 5592 | 0 | 4180
|  | 5593 | 0 | 4180
|  | 5594 | 0 | 4180
|  | 5595 | 0 | 4180
|  | 5596 | 0 | 4180
|  | 5597 | 0 | 4180
|  | 5598 | 0 | 4180
|  | 5599 | 0 | 4180
|  | 5600 | 0 | 4180
|  | 5601 | 0 | 4180
|  | 5602 | 0 | 4180
|  | 5603 | 0 | 4180
|  | 5604 | 0 | 4180
|  | 5605 | 0 | 4180
|  | 5606 | 0 | 4180
|  | 5607 | 0 | 4180
|  | 5608 | 0 | 4180
|  | 5609 | 0 | 4180
|  | 5610 | 0 | 4180
|  | 5611 | 0 | 4180
|  | 5612 | 0 | 4180
|  | 5613 | 0 | 4180
|  | 5614 | 0 | 4180
|  | 5615 | 0 | 4180
|  | 5616 | 0 | 4180
|  | 5617 | 0 | 4180
|  | 5618 | 0 | 4180
|  | 5619 | 0 | 4180
|  | 5620 | 0 | 4180
|  | 5621 | 0 | 4180
|  | 5622 | 0 | 4180
|  | 5623 | 0 | 4180
|  | 5624 | 0 | 4180
|  | 5625 | 0 | 4180
|  | 5626 | 0 | 4180
|  | 5627 | 0 | 4180
|  | 5628 | 0 | 4180
|  | 5629 | 0 | 4180
|  | 5630 | 0 | 4180
|  | 5631 | 0 | 4180
|  | 5632 | 0 | 4180
|  | 5633 | 0 | 4180
|  | 5634 | 0 | 4180
|  | 5635 | 0 | 4180
|  | 5636 | 0 | 4180
|  | 5637 | 0 | 4180
|  | 5638 | 0 | 4180
|  | 5639 | 0 | 4180
|  | 5640 | 0 | 4180
|  | 5641 | 0 | 4180
|  | 5642 | 0 | 4180
|  | 5643 | 0 | 4180
|  | 5644 | 0 | 4180
|  | 5645 | 0 | 4180
|  | 5646 | 0 | 4180
|  | 5647 | 0 | 4180
|  | 5648 | 0 | 4180
|  | 5649 | 0 | 4180
|  | 5650 | 0 | 4180
|  | 5651 | 0 | 4180
|  | 5652 | 0 | 4180
|  | 5653 | 0 | 4180
|  | 5654 | 0 | 4180
|  | 5655 | 0 | 4180
|  | 5656 | 0 | 4180
|  | 5657 | 0 | 4180
|  | 5658 | 0 | 4180
|  | 5659 | 0 | 4180
|  | 5660 | 0 | 4180
|  | 5661 | 0 | 4180
|  | 5662 | 0 | 4180
|  | 5663 | 0 | 4180
|  | 5664 | 0 | 4180
|  | 5665 | 0 | 4180
|  | 5666 | 0 | 4180
|  | 5667 | 0 | 4180
|  | 5668 | 0 | 4180
|  | 5669 | 0 | 4180
|  | 5670 | 0 | 4180
|  | 5671 | 0 | 4180
|  | 5672 | 0 | 4180
|  | 5673 | 0 | 4180
|  | 5674 | 0 | 4180
|  | 5675 | 0 | 4180
|  | 5676 | 0 | 4180
|  | 5677 | 0 | 4180
|  | 5678 | 0 | 4180
|  | 5679 | 0 | 4180
|  | 5680 | 0 | 4180
|  | 5681 | 0 | 4180
|  | 5682 | 0 | 4180
|  | 5683 | 0 | 4180
|  | 5684 | 0 | 4180
|  | 5685 | 0 | 4180
|  | 5686 | 0 | 4180
|  | 5687 | 0 | 4180
|  | 5688 | 0 | 4180
|  | 5689 | 0 | 4180
|  | 5690 | 0 | 4180
|  | 5691 | 0 | 4180
|  | 5692 | 0 | 4180
|  | 5693 | 0 | 4180
|  | 5694 | 0 | 4180
|  | 5695 | 0 | 4180
|  | 5696 | 0 | 4180
|  | 5697 | 0 | 4180
|  | 5698 | 0 | 4180
|  | 5699 | 0 | 4180
|  | 5700 | 0 | 4180
|  | 5701 | 0 | 4180
|  | 5702 | 0 | 4180
|  | 5703 | 0 | 4180
|  | 5704 | 0 | 4180
|  | 5705 | 0 | 4180
|  | 5706 | 0 | 4180
|  | 5707 | 0 | 4180
|  | 5708 | 0 | 4180
|  | 5709 | 0 | 4180
|  | 5710 | 0 | 4180
|  | 5711 | 0 | 4180
|  | 5712 | 0 | 4180
|  | 5713 | 0 | 4180
|  | 5714 | 0 | 4180
|  | 5715 | 0 | 4180
|  | 5716 | 0 | 4180
|  | 5717 | 0 | 4180
|  | 5718 | 0 | 4180
|  | 5719 | 0 | 4180
|  | 5720 | 0 | 4180
|  | 5721 | 0 | 4180
|  | 5722 | 0 | 4180
|  | 5723 | 0 | 4180
|  | 5724 | 0 | 4180
|  | 5725 | 0 | 4180
|  | 5726 | 0 | 4180
|  | 5727 | 0 | 4180
|  | 5728 | 0 | 4180
|  | 5729 | 0 | 4180
|  | 5730 | 0 | 4180
|  | 5731 | 0 | 4180
|  | 5732 | 0 | 4180
|  | 5733 | 0 | 4180
|  | 5734 | 0 | 4180
|  | 5735 | 0 | 4180
|  | 5736 | 0 | 4180
|  | 5737 | 0 | 4180
|  | 5738 | 0 | 4180
|  | 5739 | 0 | 4180
|  | 5740 | 0 | 4180
|  | 5741 | 0 | 4180
|  | 5742 | 0 | 4180
|  | 5743 | 0 | 4180
|  | 5744 | 0 | 4180
|  | 5745 | 0 | 4180
|  | 5746 | 0 | 4180
|  | 5747 | 0 | 4180
|  | 5748 | 0 | 4180
|  | 5749 | 0 | 4180
|  | 5750 | 0 | 4180
|  | 5751 | 0 | 4180
|  | 5752 | 0 | 4180
|  | 5753 | 0 | 4180
|  | 5754 | 0 | 4180
|  | 5755 | 0 | 4180
|  | 5756 | 0 | 4180
|  | 5757 | 0 | 4180
|  | 5758 | 0 | 4180
|  | 5759 | 0 | 4180
|  | 5760 | 0 | 4180
|  | 5761 | 0 | 4180
|  | 5762 | 0 | 4180
|  | 5763 | 0 | 4180
|  | 5764 | 0 | 4180
|  | 5765 | 0 | 4180
|  | 5766 | 0 | 4180
|  | 5767 | 0 | 4180
|  | 5768 | 0 | 4180
|  | 5769 | 0 | 4180
|  | 5770 | 0 | 4180
|  | 5771 | 0 | 4180
|  | 5772 | 0 | 4180
|  | 5773 | 0 | 4180
|  | 5774 | 0 | 4180
|  | 5775 | 0 | 4180
|  | 5776 | 0 | 4180
|  | 5777 | 0 | 4180
|  | 5778 | 0 | 4180
|  | 5779 | 0 | 4180
|  | 5780 | 0 | 4180
|  | 5781 | 0 | 4180
|  | 5782 | 0 | 4180
|  | 5783 | 0 | 4180
|  | 5784 | 0 | 4180
|  | 5785 | 0 | 4180
|  | 5786 | 0 | 4180
|  | 5787 | 0 | 4180
|  | 5788 | 0 | 4180
|  | 5789 | 0 | 4180
|  | 5790 | 0 | 4180
|  | 5791 | 0 | 4180
|  | 5792 | 0 | 4180
|  | 5793 | 0 | 4180
|  | 5794 | 0 | 4180
|  | 5795 | 0 | 4180
|  | 5796 | 0 | 4180
|  | 5797 | 0 | 4180
|  | 5798 | 0 | 4180
|  | 5799 | 0 | 4180
|  | 5800 | 0 | 4180
|  | 5801 | 0 | 4180
|  | 5802 | 0 | 4180
|  | 5803 | 0 | 4180
|  | 5804 | 0 | 4180
|  | 5805 | 0 | 4180
|  | 5806 | 0 | 4180
|  | 5807 | 0 | 4180
|  | 5808 | 0 | 4180
|  | 5809 | 0 | 4180
|  | 5810 | 0 | 4180
|  | 5811 | 0 | 4180
|  | 5812 | 0 | 4180
|  | 5813 | 0 | 4180
|  | 5814 | 0 | 4180
|  | 5815 | 0 | 4180
|  | 5816 | 0 | 4180
|  | 5817 | 0 | 4180
|  | 5818 | 0 | 4180
|  | 5819 | 0 | 4180
|  | 5820 | 0 | 4180
|  | 5821 | 0 | 4180
|  | 5822 | 0 | 4180
|  | 5823 | 0 | 4180
|  | 5824 | 0 | 4180
|  | 5825 | 0 | 4180
|  | 5826 | 0 | 4180
|  | 5827 | 0 | 4180
|  | 5828 | 0 | 4180
|  | 5829 | 0 | 4180
|  | 5830 | 0 | 4180
|  | 5831 | 0 | 4180
|  | 5832 | 0 | 4180
|  | 5833 | 0 | 4180
|  | 5834 | 0 | 4180
|  | 5835 | 0 | 4180
|  | 5836 | 0 | 4180
|  | 5837 | 0 | 4180
|  | 5838 | 0 | 4180
|  | 5839 | 0 | 4180
|  | 5840 | 0 | 4180
|  | 5841 | 0 | 4180
|  | 5842 | 0 | 4180
|  | 5843 | 0 | 4180
|  | 5844 | 0 | 4180
|  | 5845 | 0 | 4180
|  | 5846 | 0 | 4180
|  | 5847 | 0 | 4180
|  | 5848 | 0 | 4180
|  | 5849 | 0 | 4180
|  | 5850 | 0 | 4180
|  | 5851 | 0 | 4180
|  | 5852 | 0 | 4180
|  | 5853 | 0 | 4180
|  | 5854 | 0 | 4180
|  | 5855 | 0 | 4180
|  | 5856 | 0 | 4180
|  | 5857 | 0 | 4180
|  | 5858 | 0 | 4180
|  | 5859 | 0 | 4180
|  | 5860 | 0 | 4180
|  | 5861 | 0 | 4180
|  | 5862 | 0 | 4180
|  | 5863 | 0 | 4180
|  | 5864 | 0 | 4180
|  | 5865 | 0 | 4180
|  | 5866 | 0 | 4180
|  | 5867 | 0 | 4180
|  | 5868 | 0 | 4180
|  | 5869 | 0 | 4180
|  | 5870 | 0 | 4180
|  | 5871 | 0 | 4180
|  | 5872 | 0 | 4180
|  | 5873 | 0 | 4180
|  | 5874 | 0 | 4180
|  | 5875 | 0 | 4180
|  | 5876 | 0 | 4180
|  | 5877 | 0 | 4180
|  | 5878 | 0 | 4180
|  | 5879 | 0 | 4180
|  | 5880 | 0 | 4180
|  | 5881 | 0 | 4180
|  | 5882 | 0 | 4180
|  | 5883 | 0 | 4180
|  | 5884 | 0 | 4180
|  | 5885 | 0 | 4180
|  | 5886 | 0 | 4180
|  | 5887 | 0 | 4180
|  | 5888 | 0 | 4180
|  | 5889 | 0 | 4180
|  | 5890 | 0 | 4180
|  | 5891 | 0 | 4180
|  | 5892 | 0 | 4180
|  | 5893 | 0 | 4180
|  | 5894 | 0 | 4180
|  | 5895 | 0 | 4180
|  | 5896 | 0 | 4180
|  | 5897 | 0 | 4180
|  | 5898 | 0 | 4180
|  | 5899 | 0 | 4180
|  | 5900 | 0 | 4180
|  | 5901 | 0 | 4180
|  | 5902 | 0 | 4180
|  | 5903 | 0 | 4180
|  | 5904 | 0 | 4180
|  | 5905 | 0 | 4180
|  | 5906 | 0 | 4180
|  | 5907 | 0 | 4180
|  | 5908 | 0 | 4180
|  | 5909 | 0 | 4180
|  | 5910 | 0 | 4180
|  | 5911 | 0 | 4180
|  | 5912 | 0 | 4180
|  | 5913 | 0 | 4180
|  | 5914 | 0 | 4180
|  | 5915 | 0 | 4180
|  | 5916 | 0 | 4180
|  | 5917 | 0 | 4180
|  | 5918 | 0 | 4180
|  | 5919 | 0 | 4180
|  | 5920 | 0 | 4180
|  | 5921 | 0 | 4180
|  | 5922 | 0 | 4180
|  | 5923 | 0 | 4180
|  | 5924 | 0 | 4180
|  | 5925 | 0 | 4180
|  | 5926 | 0 | 4180
|  | 5927 | 0 | 4180
|  | 5928 | 0 | 4180
|  | 5929 | 0 | 4180
|  | 5930 | 0 | 4180
|  | 5931 | 0 | 4180
|  | 5932 | 0 | 4180
|  | 5933 | 0 | 4180
|  | 5934 | 0 | 4180
|  | 5935 | 0 | 4180
|  | 5936 | 0 | 4180
|  | 5937 | 0 | 4180
|  | 5938 | 0 | 4180
|  | 5939 | 0 | 4180
|  | 5940 | 0 | 4180
|  | 5941 | 0 | 4180
|  | 5942 | 0 | 4180
|  | 5943 | 0 | 4180
|  | 5944 | 0 | 4180
|  | 5945 | 0 | 4180
|  | 5946 | 0 | 4180
|  | 5947 | 0 | 4180
|  | 5948 | 0 | 4180
|  | 5949 | 0 | 4180
|  | 5950 | 0 | 4180
|  | 5951 | 0 | 4180
|  | 5952 | 0 | 4180
|  | 5953 | 0 | 4180
|  | 5954 | 0 | 4180
|  | 5955 | 0 | 4180
|  | 5956 | 0 | 4180
|  | 5957 | 0 | 4180
|  | 5958 | 0 | 4180
|  | 5959 | 0 | 4180
|  | 5960 | 0 | 4180
|  | 5961 | 0 | 4180
|  | 5962 | 0 | 4180
|  | 5963 | 0 | 4180
|  | 5964 | 0 | 4180
|  | 5965 | 0 | 4180
|  | 5966 | 0 | 4180
|  | 5967 | 0 | 4180
|  | 5968 | 0 | 4180
|  | 5969 | 0 | 4180
|  | 5970 | 0 | 4180
|  | 5971 | 0 | 4180
|  | 5972 | 0 | 4180
|  | 5973 | 0 | 4180
|  | 5974 | 0 | 4180
|  | 5975 | 0 | 4180
|  | 5976 | 0 | 4180
|  | 5977 | 0 | 6966.6667
|  | 5978 | 0 | 6966.6667
|  | 5979 | 0 | 6966.6667
|  | 5980 | 0 | 6966.6667
|  | 5981 | 0 | 6966.6667
|  | 5982 | 0 | 6966.6667
|  | 5983 | 0 | 6966.6667
|  | 5984 | 0 | 6966.6667
|  | 5985 | 0 | 6966.6667
|  | 5986 | 0 | 6966.6667
|  | 5987 | 0 | 6966.6667
|  | 5988 | 0 | 6966.6667
|  | 5989 | 0 | 6966.6667
|  | 5990 | 0 | 6966.6667
|  | 5991 | 0 | 6966.6667
|  | 5992 | 0 | 6966.6667
|  | 5993 | 0 | 6966.6667
|  | 5994 | 0 | 6966.6667
|  | 5995 | 0 | 6966.6667
|  | 5996 | 0 | 6966.6667
|  | 5997 | 0 | 6966.6667
|  | 5998 | 0 | 6966.6667
|  | 5999 | 0 | 6966.6667
|  | 6000 | 0 | 6966.6667
|  | 6001 | 0 | 4180
|  | 6002 | 0 | 4180
|  | 6003 | 0 | 4180
|  | 6004 | 0 | 4180
|  | 6005 | 0 | 4180
|  | 6006 | 0 | 4180
|  | 6007 | 0 | 4180
|  | 6008 | 0 | 4180
|  | 6009 | 0 | 4180
|  | 6010 | 0 | 4180
|  | 6011 | 0 | 4180
|  | 6012 | 0 | 4180
|  | 6013 | 0 | 4180
|  | 6014 | 0 | 4180
|  | 6015 | 0 | 4180
|  | 6016 | 0 | 4180
|  | 6017 | 0 | 4180
|  | 6018 | 0 | 4180
|  | 6019 | 0 | 4180
|  | 6020 | 0 | 4180
|  | 6021 | 0 | 4180
|  | 6022 | 0 | 4180
|  | 6023 | 0 | 4180
|  | 6024 | 0 | 4180
|  | 6025 | 0 | 6966.6667
|  | 6026 | 0 | 6966.6667
|  | 6027 | 0 | 6966.6667
|  | 6028 | 0 | 6966.6667
|  | 6029 | 0 | 6966.6667
|  | 6030 | 0 | 6966.6667
|  | 6031 | 0 | 6966.6667
|  | 6032 | 0 | 6966.6667
|  | 6033 | 0 | 6966.6667
|  | 6034 | 0 | 6966.6667
|  | 6035 | 0 | 6966.6667
|  | 6036 | 0 | 6966.6667
|  | 6037 | 0 | 6966.6667
|  | 6038 | 0 | 6966.6667
|  | 6039 | 0 | 6966.6667
|  | 6040 | 0 | 6966.6667
|  | 6041 | 0 | 6966.6667
|  | 6042 | 0 | 6966.6667
|  | 6043 | 0 | 6966.6667
|  | 6044 | 0 | 6966.6667
|  | 6045 | 0 | 6966.6667
|  | 6046 | 0 | 6966.6667
|  | 6047 | 0 | 6966.6667
|  | 6048 | 0 | 6966.6667
|  | 6049 | 0 | 4180
|  | 6050 | 0 | 4180
|  | 6051 | 0 | 4180
|  | 6052 | 0 | 4180
|  | 6053 | 0 | 4180
|  | 6054 | 0 | 4180
|  | 6055 | 0 | 4180
|  | 6056 | 0 | 4180
|  | 6057 | 0 | 4180
|  | 6058 | 0 | 4180
|  | 6059 | 0 | 4180
|  | 6060 | 0 | 4180
|  | 6061 | 0 | 4180
|  | 6062 | 0 | 4180
|  | 6063 | 0 | 4180
|  | 6064 | 0 | 4180
|  | 6065 | 0 | 4180
|  | 6066 | 0 | 4180
|  | 6067 | 0 | 4180
|  | 6068 | 0 | 4180
|  | 6069 | 0 | 4180
|  | 6070 | 0 | 4180
|  | 6071 | 0 | 4180
|  | 6072 | 0 | 4180
|  | 6073 | 0 | 4180
|  | 6074 | 0 | 4180
|  | 6075 | 0 | 4180
|  | 6076 | 0 | 4180
|  | 6077 | 0 | 4180
|  | 6078 | 0 | 4180
|  | 6079 | 0 | 4180
|  | 6080 | 0 | 4180
|  | 6081 | 0 | 4180
|  | 6082 | 0 | 4180
|  | 6083 | 0 | 4180
|  | 6084 | 0 | 4180
|  | 6085 | 0 | 4180
|  | 6086 | 0 | 4180
|  | 6087 | 0 | 4180
|  | 6088 | 0 | 4180
|  | 6089 | 0 | 4180
|  | 6090 | 0 | 4180
|  | 6091 | 0 | 4180
|  | 6092 | 0 | 4180
|  | 6093 | 0 | 4180
|  | 6094 | 0 | 4180
|  | 6095 | 0 | 4180
|  | 6096 | 0 | 4180
|  | 6097 | 0 | 4180
|  | 6098 | 0 | 4180
|  | 6099 | 0 | 4180
|  | 6100 | 0 | 4180
|  | 6101 | 0 | 4180
|  | 6102 | 0 | 4180
|  | 6103 | 0 | 4180
|  | 6104 | 0 | 4180
|  | 6105 | 0 | 4180
|  | 6106 | 0 | 4180
|  | 6107 | 0 | 4180
|  | 6108 | 0 | 4180
|  | 6109 | 0 | 4180
|  | 6110 | 0 | 4180
|  | 6111 | 0 | 4180
|  | 6112 | 0 | 4180
|  | 6113 | 0 | 4180
|  | 6114 | 0 | 4180
|  | 6115 | 0 | 4180
|  | 6116 | 0 | 4180
|  | 6117 | 0 | 4180
|  | 6118 | 0 | 4180
|  | 6119 | 0 | 4180
|  | 6120 | 0 | 4180
|  | 6121 | 0 | 4180
|  | 6122 | 0 | 4180
|  | 6123 | 0 | 4180
|  | 6124 | 0 | 4180
|  | 6125 | 0 | 4180
|  | 6126 | 0 | 4180
|  | 6127 | 0 | 4180
|  | 6128 | 0 | 4180
|  | 6129 | 0 | 4180
|  | 6130 | 0 | 4180
|  | 6131 | 0 | 4180
|  | 6132 | 0 | 4180
|  | 6133 | 0 | 4180
|  | 6134 | 0 | 4180
|  | 6135 | 0 | 4180
|  | 6136 | 0 | 4180
|  | 6137 | 0 | 4180
|  | 6138 | 0 | 4180
|  | 6139 | 0 | 4180
|  | 6140 | 0 | 4180
|  | 6141 | 0 | 4180
|  | 6142 | 0 | 4180
|  | 6143 | 0 | 4180
|  | 6144 | 0 | 4180
|  | 6145 | 0 | 4180
|  | 6146 | 0 | 4180
|  | 6147 | 0 | 4180
|  | 6148 | 0 | 4180
|  | 6149 | 0 | 4180
|  | 6150 | 0 | 4180
|  | 6151 | 0 | 4180
|  | 6152 | 0 | 4180
|  | 6153 | 0 | 4180
|  | 6154 | 0 | 4180
|  | 6155 | 0 | 4180
|  | 6156 | 0 | 4180
|  | 6157 | 0 | 4180
|  | 6158 | 0 | 4180
|  | 6159 | 0 | 4180
|  | 6160 | 0 | 4180
|  | 6161 | 0 | 4180
|  | 6162 | 0 | 4180
|  | 6163 | 0 | 4180
|  | 6164 | 0 | 4180
|  | 6165 | 0 | 4180
|  | 6166 | 0 | 4180
|  | 6167 | 0 | 4180
|  | 6168 | 0 | 4180
|  | 6169 | 0 | 4180
|  | 6170 | 0 | 4180
|  | 6171 | 0 | 4180
|  | 6172 | 0 | 4180
|  | 6173 | 0 | 4180
|  | 6174 | 0 | 4180
|  | 6175 | 0 | 4180
|  | 6176 | 0 | 4180
|  | 6177 | 0 | 4180
|  | 6178 | 0 | 4180
|  | 6179 | 0 | 4180
|  | 6180 | 0 | 4180
|  | 6181 | 0 | 4180
|  | 6182 | 0 | 4180
|  | 6183 | 0 | 4180
|  | 6184 | 0 | 4180
|  | 6185 | 0 | 4180
|  | 6186 | 0 | 4180
|  | 6187 | 0 | 4180
|  | 6188 | 0 | 4180
|  | 6189 | 0 | 4180
|  | 6190 | 0 | 4180
|  | 6191 | 0 | 4180
|  | 6192 | 0 | 4180
|  | 6193 | 0 | 4180
|  | 6194 | 0 | 4180
|  | 6195 | 0 | 4180
|  | 6196 | 0 | 4180
|  | 6197 | 0 | 4180
|  | 6198 | 0 | 4180
|  | 6199 | 0 | 4180
|  | 6200 | 0 | 4180
|  | 6201 | 0 | 4180
|  | 6202 | 0 | 4180
|  | 6203 | 0 | 4180
|  | 6204 | 0 | 4180
|  | 6205 | 0 | 4180
|  | 6206 | 0 | 4180
|  | 6207 | 0 | 4180
|  | 6208 | 0 | 4180
|  | 6209 | 0 | 4180
|  | 6210 | 0 | 4180
|  | 6211 | 0 | 4180
|  | 6212 | 0 | 4180
|  | 6213 | 0 | 4180
|  | 6214 | 0 | 4180
|  | 6215 | 0 | 4180
|  | 6216 | 0 | 4180
|  | 6217 | 0 | 4180
|  | 6218 | 0 | 4180
|  | 6219 | 0 | 4180
|  | 6220 | 0 | 4180
|  | 6221 | 0 | 4180
|  | 6222 | 0 | 4180
|  | 6223 | 0 | 4180
|  | 6224 | 0 | 4180
|  | 6225 | 0 | 4180
|  | 6226 | 0 | 4180
|  | 6227 | 0 | 4180
|  | 6228 | 0 | 4180
|  | 6229 | 0 | 4180
|  | 6230 | 0 | 4180
|  | 6231 | 0 | 4180
|  | 6232 | 0 | 4180
|  | 6233 | 0 | 4180
|  | 6234 | 0 | 4180
|  | 6235 | 0 | 4180
|  | 6236 | 0 | 4180
|  | 6237 | 0 | 4180
|  | 6238 | 0 | 4180
|  | 6239 | 0 | 4180
|  | 6240 | 0 | 4180
|  | 6241 | 0 | 4180
|  | 6242 | 0 | 4180
|  | 6243 | 0 | 4180
|  | 6244 | 0 | 4180
|  | 6245 | 0 | 4180
|  | 6246 | 0 | 4180
|  | 6247 | 0 | 4180
|  | 6248 | 0 | 4180
|  | 6249 | 0 | 4180
|  | 6250 | 0 | 4180
|  | 6251 | 0 | 4180
|  | 6252 | 0 | 4180
|  | 6253 | 0 | 4180
|  | 6254 | 0 | 4180
|  | 6255 | 0 | 4180
|  | 6256 | 0 | 4180
|  | 6257 | 0 | 4180
|  | 6258 | 0 | 4180
|  | 6259 | 0 | 4180
|  | 6260 | 0 | 4180
|  | 6261 | 0 | 4180
|  | 6262 | 0 | 4180
|  | 6263 | 0 | 4180
|  | 6264 | 0 | 4180
|  | 6265 | 0 | 4180
|  | 6266 | 0 | 4180
|  | 6267 | 0 | 4180
|  | 6268 | 0 | 4180
|  | 6269 | 0 | 4180
|  | 6270 | 0 | 4180
|  | 6271 | 0 | 4180
|  | 6272 | 0 | 4180
|  | 6273 | 0 | 4180
|  | 6274 | 0 | 4180
|  | 6275 | 0 | 4180
|  | 6276 | 0 | 4180
|  | 6277 | 0 | 4180
|  | 6278 | 0 | 4180
|  | 6279 | 0 | 4180
|  | 6280 | 0 | 4180
|  | 6281 | 0 | 4180
|  | 6282 | 0 | 4180
|  | 6283 | 0 | 4180
|  | 6284 | 0 | 4180
|  | 6285 | 0 | 4180
|  | 6286 | 0 | 4180
|  | 6287 | 0 | 4180
|  | 6288 | 0 | 4180
|  | 6289 | 0 | 4180
|  | 6290 | 0 | 4180
|  | 6291 | 0 | 4180
|  | 6292 | 0 | 4180
|  | 6293 | 0 | 4180
|  | 6294 | 0 | 4180
|  | 6295 | 0 | 4180
|  | 6296 | 0 | 4180
|  | 6297 | 0 | 4180
|  | 6298 | 0 | 4180
|  | 6299 | 0 | 4180
|  | 6300 | 0 | 4180
|  | 6301 | 0 | 4180
|  | 6302 | 0 | 4180
|  | 6303 | 0 | 4180
|  | 6304 | 0 | 4180
|  | 6305 | 0 | 4180
|  | 6306 | 0 | 4180
|  | 6307 | 0 | 4180
|  | 6308 | 0 | 4180
|  | 6309 | 0 | 4180
|  | 6310 | 0 | 4180
|  | 6311 | 0 | 4180
|  | 6312 | 0 | 4180
|  | 6313 | 0 | 4180
|  | 6314 | 0 | 4180
|  | 6315 | 0 | 4180
|  | 6316 | 0 | 4180
|  | 6317 | 0 | 4180
|  | 6318 | 0 | 4180
|  | 6319 | 0 | 4180
|  | 6320 | 0 | 4180
|  | 6321 | 0 | 4180
|  | 6322 | 0 | 4180
|  | 6323 | 0 | 4180
|  | 6324 | 0 | 4180
|  | 6325 | 0 | 4180
|  | 6326 | 0 | 4180
|  | 6327 | 0 | 4180
|  | 6328 | 0 | 4180
|  | 6329 | 0 | 4180
|  | 6330 | 0 | 4180
|  | 6331 | 0 | 4180
|  | 6332 | 0 | 4180
|  | 6333 | 0 | 4180
|  | 6334 | 0 | 4180
|  | 6335 | 0 | 4180
|  | 6336 | 0 | 4180
|  | 6337 | 0 | 4180
|  | 6338 | 0 | 4180
|  | 6339 | 0 | 4180
|  | 6340 | 0 | 4180
|  | 6341 | 0 | 4180
|  | 6342 | 0 | 4180
|  | 6343 | 0 | 4180
|  | 6344 | 0 | 4180
|  | 6345 | 0 | 4180
|  | 6346 | 0 | 4180
|  | 6347 | 0 | 4180
|  | 6348 | 0 | 4180
|  | 6349 | 0 | 4180
|  | 6350 | 0 | 4180
|  | 6351 | 0 | 4180
|  | 6352 | 0 | 4180
|  | 6353 | 0 | 4180
|  | 6354 | 0 | 4180
|  | 6355 | 0 | 4180
|  | 6356 | 0 | 4180
|  | 6357 | 0 | 4180
|  | 6358 | 0 | 4180
|  | 6359 | 0 | 4180
|  | 6360 | 0 | 4180
|  | 6361 | 0 | 4180
|  | 6362 | 0 | 4180
|  | 6363 | 0 | 4180
|  | 6364 | 0 | 4180
|  | 6365 | 0 | 4180
|  | 6366 | 0 | 4180
|  | 6367 | 0 | 4180
|  | 6368 | 0 | 4180
|  | 6369 | 0 | 4180
|  | 6370 | 0 | 4180
|  | 6371 | 0 | 4180
|  | 6372 | 0 | 4180
|  | 6373 | 0 | 4180
|  | 6374 | 0 | 4180
|  | 6375 | 0 | 4180
|  | 6376 | 0 | 4180
|  | 6377 | 0 | 4180
|  | 6378 | 0 | 4180
|  | 6379 | 0 | 4180
|  | 6380 | 0 | 4180
|  | 6381 | 0 | 4180
|  | 6382 | 0 | 4180
|  | 6383 | 0 | 4180
|  | 6384 | 0 | 4180
|  | 6385 | 0 | 4180
|  | 6386 | 0 | 4180
|  | 6387 | 0 | 4180
|  | 6388 | 0 | 4180
|  | 6389 | 0 | 4180
|  | 6390 | 0 | 4180
|  | 6391 | 0 | 4180
|  | 6392 | 0 | 4180
|  | 6393 | 0 | 4180
|  | 6394 | 0 | 4180
|  | 6395 | 0 | 4180
|  | 6396 | 0 | 4180
|  | 6397 | 0 | 4180
|  | 6398 | 0 | 4180
|  | 6399 | 0 | 4180
|  | 6400 | 0 | 4180
|  | 6401 | 0 | 4180
|  | 6402 | 0 | 4180
|  | 6403 | 0 | 4180
|  | 6404 | 0 | 4180
|  | 6405 | 0 | 4180
|  | 6406 | 0 | 4180
|  | 6407 | 0 | 4180
|  | 6408 | 0 | 4180
|  | 6409 | 0 | 4180
|  | 6410 | 0 | 4180
|  | 6411 | 0 | 4180
|  | 6412 | 0 | 4180
|  | 6413 | 0 | 4180
|  | 6414 | 0 | 4180
|  | 6415 | 0 | 4180
|  | 6416 | 0 | 4180
|  | 6417 | 0 | 4180
|  | 6418 | 0 | 4180
|  | 6419 | 0 | 4180
|  | 6420 | 0 | 4180
|  | 6421 | 0 | 4180
|  | 6422 | 0 | 4180
|  | 6423 | 0 | 4180
|  | 6424 | 0 | 4180
|  | 6425 | 0 | 4180
|  | 6426 | 0 | 4180
|  | 6427 | 0 | 4180
|  | 6428 | 0 | 4180
|  | 6429 | 0 | 4180
|  | 6430 | 0 | 4180
|  | 6431 | 0 | 4180
|  | 6432 | 0 | 4180
|  | 6433 | 0 | 6966.6667
|  | 6434 | 0 | 6966.6667
|  | 6435 | 0 | 6966.6667
|  | 6436 | 0 | 6966.6667
|  | 6437 | 0 | 6966.6667
|  | 6438 | 0 | 6966.6667
|  | 6439 | 0 | 6966.6667
|  | 6440 | 0 | 6966.6667
|  | 6441 | 0 | 6966.6667
|  | 6442 | 0 | 6966.6667
|  | 6443 | 0 | 6966.6667
|  | 6444 | 0 | 6966.6667
|  | 6445 | 0 | 6966.6667
|  | 6446 | 0 | 6966.6667
|  | 6447 | 0 | 6966.6667
|  | 6448 | 0 | 6966.6667
|  | 6449 | 0 | 6966.6667
|  | 6450 | 0 | 6966.6667
|  | 6451 | 0 | 6966.6667
|  | 6452 | 0 | 6966.6667
|  | 6453 | 0 | 6966.6667
|  | 6454 | 0 | 6966.6667
|  | 6455 | 0 | 6966.6667
|  | 6456 | 0 | 6966.6667
|  | 6457 | 0 | 6966.6667
|  | 6458 | 0 | 6966.6667
|  | 6459 | 0 | 6966.6667
|  | 6460 | 0 | 6966.6667
|  | 6461 | 0 | 6966.6667
|  | 6462 | 0 | 6966.6667
|  | 6463 | 0 | 6966.6667
|  | 6464 | 0 | 6966.6667
|  | 6465 | 0 | 6966.6667
|  | 6466 | 0 | 6966.6667
|  | 6467 | 0 | 6966.6667
|  | 6468 | 0 | 6966.6667
|  | 6469 | 0 | 6966.6667
|  | 6470 | 0 | 6966.6667
|  | 6471 | 0 | 6966.6667
|  | 6472 | 0 | 6966.6667
|  | 6473 | 0 | 6966.6667
|  | 6474 | 0 | 6966.6667
|  | 6475 | 0 | 6966.6667
|  | 6476 | 0 | 6966.6667
|  | 6477 | 0 | 6966.6667
|  | 6478 | 0 | 6966.6667
|  | 6479 | 0 | 6966.6667
|  | 6480 | 0 | 6966.6667
|  | 6481 | 0 | 6966.6667
|  | 6482 | 0 | 6966.6667
|  | 6483 | 0 | 6966.6667
|  | 6484 | 0 | 6966.6667
|  | 6485 | 0 | 6966.6667
|  | 6486 | 0 | 6966.6667
|  | 6487 | 0 | 6966.6667
|  | 6488 | 0 | 6966.6667
|  | 6489 | 0 | 6966.6667
|  | 6490 | 0 | 6966.6667
|  | 6491 | 0 | 6966.6667
|  | 6492 | 0 | 6966.6667
|  | 6493 | 0 | 6966.6667
|  | 6494 | 0 | 6966.6667
|  | 6495 | 0 | 6966.6667
|  | 6496 | 0 | 6966.6667
|  | 6497 | 0 | 6966.6667
|  | 6498 | 0 | 6966.6667
|  | 6499 | 0 | 6966.6667
|  | 6500 | 0 | 6966.6667
|  | 6501 | 0 | 6966.6667
|  | 6502 | 0 | 6966.6667
|  | 6503 | 0 | 6966.6667
|  | 6504 | 0 | 6966.6667
|  | 6505 | 0 | 6966.6667
|  | 6506 | 0 | 6966.6667
|  | 6507 | 0 | 6966.6667
|  | 6508 | 0 | 6966.6667
|  | 6509 | 0 | 6966.6667
|  | 6510 | 0 | 6966.6667
|  | 6511 | 0 | 6966.6667
|  | 6512 | 0 | 6966.6667
|  | 6513 | 0 | 6966.6667
|  | 6514 | 0 | 6966.6667
|  | 6515 | 0 | 6966.6667
|  | 6516 | 0 | 6966.6667
|  | 6517 | 0 | 6966.6667
|  | 6518 | 0 | 6966.6667
|  | 6519 | 0 | 6966.6667
|  | 6520 | 0 | 6966.6667
|  | 6521 | 0 | 6966.6667
|  | 6522 | 0 | 6966.6667
|  | 6523 | 0 | 6966.6667
|  | 6524 | 0 | 6966.6667
|  | 6525 | 0 | 6966.6667
|  | 6526 | 0 | 6966.6667
|  | 6527 | 0 | 6966.6667
|  | 6528 | 0 | 6966.6667
|  | 6529 | 0 | 6966.6667
|  | 6530 | 0 | 6966.6667
|  | 6531 | 0 | 6966.6667
|  | 6532 | 0 | 6966.6667
|  | 6533 | 0 | 6966.6667
|  | 6534 | 0 | 6966.6667
|  | 6535 | 0 | 6966.6667
|  | 6536 | 0 | 6966.6667
|  | 6537 | 0 | 6966.6667
|  | 6538 | 0 | 6966.6667
|  | 6539 | 0 | 6966.6667
|  | 6540 | 0 | 6966.6667
|  | 6541 | 0 | 6966.6667
|  | 6542 | 0 | 6966.6667
|  | 6543 | 0 | 6966.6667
|  | 6544 | 0 | 6966.6667
|  | 6545 | 0 | 6966.6667
|  | 6546 | 0 | 6966.6667
|  | 6547 | 0 | 6966.6667
|  | 6548 | 0 | 6966.6667
|  | 6549 | 0 | 6966.6667
|  | 6550 | 0 | 6966.6667
|  | 6551 | 0 | 6966.6667
|  | 6552 | 0 | 6966.6667
|  | 6553 | 0 | 4180
|  | 6554 | 0 | 4180
|  | 6555 | 0 | 4180
|  | 6556 | 0 | 4180
|  | 6557 | 0 | 4180
|  | 6558 | 0 | 4180
|  | 6559 | 0 | 4180
|  | 6560 | 0 | 4180
|  | 6561 | 0 | 4180
|  | 6562 | 0 | 4180
|  | 6563 | 0 | 4180
|  | 6564 | 0 | 4180
|  | 6565 | 0 | 4180
|  | 6566 | 0 | 4180
|  | 6567 | 0 | 4180
|  | 6568 | 0 | 4180
|  | 6569 | 0 | 4180
|  | 6570 | 0 | 4180
|  | 6571 | 0 | 4180
|  | 6572 | 0 | 4180
|  | 6573 | 0 | 4180
|  | 6574 | 0 | 4180
|  | 6575 | 0 | 4180
|  | 6576 | 0 | 4180
|  | 6577 | 0 | 4180
|  | 6578 | 0 | 4180
|  | 6579 | 0 | 4180
|  | 6580 | 0 | 4180
|  | 6581 | 0 | 4180
|  | 6582 | 0 | 4180
|  | 6583 | 0 | 4180
|  | 6584 | 0 | 4180
|  | 6585 | 0 | 4180
|  | 6586 | 0 | 4180
|  | 6587 | 0 | 4180
|  | 6588 | 0 | 4180
|  | 6589 | 0 | 4180
|  | 6590 | 0 | 4180
|  | 6591 | 0 | 4180
|  | 6592 | 0 | 4180
|  | 6593 | 0 | 4180
|  | 6594 | 0 | 4180
|  | 6595 | 0 | 4180
|  | 6596 | 0 | 4180
|  | 6597 | 0 | 4180
|  | 6598 | 0 | 4180
|  | 6599 | 0 | 4180
|  | 6600 | 0 | 4180
|  | 6601 | 0 | 6966.6667
|  | 6602 | 0 | 6966.6667
|  | 6603 | 0 | 6966.6667
|  | 6604 | 0 | 6966.6667
|  | 6605 | 0 | 6966.6667
|  | 6606 | 0 | 6966.6667
|  | 6607 | 0 | 6966.6667
|  | 6608 | 0 | 6966.6667
|  | 6609 | 0 | 6966.6667
|  | 6610 | 0 | 6966.6667
|  | 6611 | 0 | 6966.6667
|  | 6612 | 0 | 6966.6667
|  | 6613 | 0 | 6966.6667
|  | 6614 | 0 | 6966.6667
|  | 6615 | 0 | 6966.6667
|  | 6616 | 0 | 6966.6667
|  | 6617 | 0 | 6966.6667
|  | 6618 | 0 | 6966.6667
|  | 6619 | 0 | 6966.6667
|  | 6620 | 0 | 6966.6667
|  | 6621 | 0 | 6966.6667
|  | 6622 | 0 | 6966.6667
|  | 6623 | 0 | 6966.6667
|  | 6624 | 0 | 6966.6667
|  | 6625 | 0 | 6966.6667
|  | 6626 | 0 | 6966.6667
|  | 6627 | 0 | 6966.6667
|  | 6628 | 0 | 6966.6667
|  | 6629 | 0 | 6966.6667
|  | 6630 | 0 | 6966.6667
|  | 6631 | 0 | 6966.6667
|  | 6632 | 0 | 6966.6667
|  | 6633 | 0 | 6966.6667
|  | 6634 | 0 | 6966.6667
|  | 6635 | 0 | 6966.6667
|  | 6636 | 0 | 6966.6667
|  | 6637 | 0 | 6966.6667
|  | 6638 | 0 | 6966.6667
|  | 6639 | 0 | 6966.6667
|  | 6640 | 0 | 6966.6667
|  | 6641 | 0 | 6966.6667
|  | 6642 | 0 | 6966.6667
|  | 6643 | 0 | 6966.6667
|  | 6644 | 0 | 6966.6667
|  | 6645 | 0 | 6966.6667
|  | 6646 | 0 | 6966.6667
|  | 6647 | 0 | 6966.6667
|  | 6648 | 0 | 6966.6667
|  | 6649 | 0 | 6966.6667
|  | 6650 | 0 | 6966.6667
|  | 6651 | 0 | 6966.6667
|  | 6652 | 0 | 6966.6667
|  | 6653 | 0 | 6966.6667
|  | 6654 | 0 | 6966.6667
|  | 6655 | 0 | 6966.6667
|  | 6656 | 0 | 6966.6667
|  | 6657 | 0 | 6966.6667
|  | 6658 | 0 | 6966.6667
|  | 6659 | 0 | 6966.6667
|  | 6660 | 0 | 6966.6667
|  | 6661 | 0 | 6966.6667
|  | 6662 | 0 | 6966.6667
|  | 6663 | 0 | 6966.6667
|  | 6664 | 0 | 6966.6667
|  | 6665 | 0 | 6966.6667
|  | 6666 | 0 | 6966.6667
|  | 6667 | 0 | 6966.6667
|  | 6668 | 0 | 6966.6667
|  | 6669 | 0 | 6966.6667
|  | 6670 | 0 | 6966.6667
|  | 6671 | 0 | 6966.6667
|  | 6672 | 0 | 6966.6667
|  | 6673 | 0 | 6966.6667
|  | 6674 | 0 | 6966.6667
|  | 6675 | 0 | 6966.6667
|  | 6676 | 0 | 6966.6667
|  | 6677 | 0 | 6966.6667
|  | 6678 | 0 | 6966.6667
|  | 6679 | 0 | 6966.6667
|  | 6680 | 0 | 6966.6667
|  | 6681 | 0 | 6966.6667
|  | 6682 | 0 | 6966.6667
|  | 6683 | 0 | 6966.6667
|  | 6684 | 0 | 6966.6667
|  | 6685 | 0 | 6966.6667
|  | 6686 | 0 | 6966.6667
|  | 6687 | 0 | 6966.6667
|  | 6688 | 0 | 6966.6667
|  | 6689 | 0 | 6966.6667
|  | 6690 | 0 | 6966.6667
|  | 6691 | 0 | 6966.6667
|  | 6692 | 0 | 6966.6667
|  | 6693 | 0 | 6966.6667
|  | 6694 | 0 | 6966.6667
|  | 6695 | 0 | 6966.6667
|  | 6696 | 0 | 6966.6667
|  | 6697 | 0 | 6966.6667
|  | 6698 | 0 | 6966.6667
|  | 6699 | 0 | 6966.6667
|  | 6700 | 0 | 6966.6667
|  | 6701 | 0 | 6966.6667
|  | 6702 | 0 | 6966.6667
|  | 6703 | 0 | 6966.6667
|  | 6704 | 0 | 6966.6667
|  | 6705 | 0 | 6966.6667
|  | 6706 | 0 | 6966.6667
|  | 6707 | 0 | 6966.6667
|  | 6708 | 0 | 6966.6667
|  | 6709 | 0 | 6966.6667
|  | 6710 | 0 | 6966.6667
|  | 6711 | 0 | 6966.6667
|  | 6712 | 0 | 6966.6667
|  | 6713 | 0 | 6966.6667
|  | 6714 | 0 | 6966.6667
|  | 6715 | 0 | 6966.6667
|  | 6716 | 0 | 6966.6667
|  | 6717 | 0 | 6966.6667
|  | 6718 | 0 | 6966.6667
|  | 6719 | 0 | 6966.6667
|  | 6720 | 0 | 6966.6667
|  | 6721 | 0 | 4180
|  | 6722 | 0 | 4180
|  | 6723 | 0 | 4180
|  | 6724 | 0 | 4180
|  | 6725 | 0 | 4180
|  | 6726 | 0 | 4180
|  | 6727 | 0 | 4180
|  | 6728 | 0 | 4180
|  | 6729 | 0 | 4180
|  | 6730 | 0 | 4180
|  | 6731 | 0 | 4180
|  | 6732 | 0 | 4180
|  | 6733 | 0 | 4180
|  | 6734 | 0 | 4180
|  | 6735 | 0 | 4180
|  | 6736 | 0 | 4180
|  | 6737 | 0 | 4180
|  | 6738 | 0 | 4180
|  | 6739 | 0 | 4180
|  | 6740 | 0 | 4180
|  | 6741 | 0 | 4180
|  | 6742 | 0 | 4180
|  | 6743 | 0 | 4180
|  | 6744 | 0 | 4180
|  | 6745 | 0 | 4180
|  | 6746 | 0 | 4180
|  | 6747 | 0 | 4180
|  | 6748 | 0 | 4180
|  | 6749 | 0 | 4180
|  | 6750 | 0 | 4180
|  | 6751 | 0 | 4180
|  | 6752 | 0 | 4180
|  | 6753 | 0 | 4180
|  | 6754 | 0 | 4180
|  | 6755 | 0 | 4180
|  | 6756 | 0 | 4180
|  | 6757 | 0 | 4180
|  | 6758 | 0 | 4180
|  | 6759 | 0 | 4180
|  | 6760 | 0 | 4180
|  | 6761 | 0 | 4180
|  | 6762 | 0 | 4180
|  | 6763 | 0 | 4180
|  | 6764 | 0 | 4180
|  | 6765 | 0 | 4180
|  | 6766 | 0 | 4180
|  | 6767 | 0 | 4180
|  | 6768 | 0 | 4180
|  | 6769 | 0 | 6966.6667
|  | 6770 | 0 | 6966.6667
|  | 6771 | 0 | 6966.6667
|  | 6772 | 0 | 6966.6667
|  | 6773 | 0 | 6966.6667
|  | 6774 | 0 | 6966.6667
|  | 6775 | 0 | 6966.6667
|  | 6776 | 0 | 6966.6667
|  | 6777 | 0 | 6966.6667
|  | 6778 | 0 | 6966.6667
|  | 6779 | 0 | 6966.6667
|  | 6780 | 0 | 6966.6667
|  | 6781 | 0 | 6966.6667
|  | 6782 | 0 | 6966.6667
|  | 6783 | 0 | 6966.6667
|  | 6784 | 0 | 6966.6667
|  | 6785 | 0 | 6966.6667
|  | 6786 | 0 | 6966.6667
|  | 6787 | 0 | 6966.6667
|  | 6788 | 0 | 6966.6667
|  | 6789 | 0 | 6966.6667
|  | 6790 | 0 | 6966.6667
|  | 6791 | 0 | 6966.6667
|  | 6792 | 0 | 6966.6667
|  | 6793 | 0 | 6966.6667
|  | 6794 | 0 | 6966.6667
|  | 6795 | 0 | 6966.6667
|  | 6796 | 0 | 6966.6667
|  | 6797 | 0 | 6966.6667
|  | 6798 | 0 | 6966.6667
|  | 6799 | 0 | 6966.6667
|  | 6800 | 0 | 6966.6667
|  | 6801 | 0 | 6966.6667
|  | 6802 | 0 | 6966.6667
|  | 6803 | 0 | 6966.6667
|  | 6804 | 0 | 6966.6667
|  | 6805 | 0 | 6966.6667
|  | 6806 | 0 | 6966.6667
|  | 6807 | 0 | 6966.6667
|  | 6808 | 0 | 6966.6667
|  | 6809 | 0 | 6966.6667
|  | 6810 | 0 | 6966.6667
|  | 6811 | 0 | 6966.6667
|  | 6812 | 0 | 6966.6667
|  | 6813 | 0 | 6966.6667
|  | 6814 | 0 | 6966.6667
|  | 6815 | 0 | 6966.6667
|  | 6816 | 0 | 6966.6667
|  | 6817 | 0 | 6966.6667
|  | 6818 | 0 | 6966.6667
|  | 6819 | 0 | 6966.6667
|  | 6820 | 0 | 6966.6667
|  | 6821 | 0 | 6966.6667
|  | 6822 | 0 | 6966.6667
|  | 6823 | 0 | 6966.6667
|  | 6824 | 0 | 6966.6667
|  | 6825 | 0 | 6966.6667
|  | 6826 | 0 | 6966.6667
|  | 6827 | 0 | 6966.6667
|  | 6828 | 0 | 6966.6667
|  | 6829 | 0 | 6966.6667
|  | 6830 | 0 | 6966.6667
|  | 6831 | 0 | 6966.6667
|  | 6832 | 0 | 6966.6667
|  | 6833 | 0 | 6966.6667
|  | 6834 | 0 | 6966.6667
|  | 6835 | 0 | 6966.6667
|  | 6836 | 0 | 6966.6667
|  | 6837 | 0 | 6966.6667
|  | 6838 | 0 | 6966.6667
|  | 6839 | 0 | 6966.6667
|  | 6840 | 0 | 6966.6667
|  | 6841 | 0 | 6966.6667
|  | 6842 | 0 | 6966.6667
|  | 6843 | 0 | 6966.6667
|  | 6844 | 0 | 6966.6667
|  | 6845 | 0 | 6966.6667
|  | 6846 | 0 | 6966.6667
|  | 6847 | 0 | 6966.6667
|  | 6848 | 0 | 6966.6667
|  | 6849 | 0 | 6966.6667
|  | 6850 | 0 | 6966.6667
|  | 6851 | 0 | 6966.6667
|  | 6852 | 0 | 6966.6667
|  | 6853 | 0 | 6966.6667
|  | 6854 | 0 | 6966.6667
|  | 6855 | 0 | 6966.6667
|  | 6856 | 0 | 6966.6667
|  | 6857 | 0 | 6966.6667
|  | 6858 | 0 | 6966.6667
|  | 6859 | 0 | 6966.6667
|  | 6860 | 0 | 6966.6667
|  | 6861 | 0 | 6966.6667
|  | 6862 | 0 | 6966.6667
|  | 6863 | 0 | 6966.6667
|  | 6864 | 0 | 6966.6667
|  | 6865 | 0 | 6966.6667
|  | 6866 | 0 | 6966.6667
|  | 6867 | 0 | 6966.6667
|  | 6868 | 0 | 6966.6667
|  | 6869 | 0 | 6966.6667
|  | 6870 | 0 | 6966.6667
|  | 6871 | 0 | 6966.6667
|  | 6872 | 0 | 6966.6667
|  | 6873 | 0 | 6966.6667
|  | 6874 | 0 | 6966.6667
|  | 6875 | 0 | 6966.6667
|  | 6876 | 0 | 6966.6667
|  | 6877 | 0 | 6966.6667
|  | 6878 | 0 | 6966.6667
|  | 6879 | 0 | 6966.6667
|  | 6880 | 0 | 6966.6667
|  | 6881 | 0 | 6966.6667
|  | 6882 | 0 | 6966.6667
|  | 6883 | 0 | 6966.6667
|  | 6884 | 0 | 6966.6667
|  | 6885 | 0 | 6966.6667
|  | 6886 | 0 | 6966.6667
|  | 6887 | 0 | 6966.6667
|  | 6888 | 0 | 6966.6667
|  | 6889 | 0 | 4180
|  | 6890 | 0 | 4180
|  | 6891 | 0 | 4180
|  | 6892 | 0 | 4180
|  | 6893 | 0 | 4180
|  | 6894 | 0 | 4180
|  | 6895 | 0 | 4180
|  | 6896 | 0 | 4180
|  | 6897 | 0 | 4180
|  | 6898 | 0 | 4180
|  | 6899 | 0 | 4180
|  | 6900 | 0 | 4180
|  | 6901 | 0 | 4180
|  | 6902 | 0 | 4180
|  | 6903 | 0 | 4180
|  | 6904 | 0 | 4180
|  | 6905 | 0 | 4180
|  | 6906 | 0 | 4180
|  | 6907 | 0 | 4180
|  | 6908 | 0 | 4180
|  | 6909 | 0 | 4180
|  | 6910 | 0 | 4180
|  | 6911 | 0 | 4180
|  | 6912 | 0 | 4180
|  | 6913 | 0 | 4180
|  | 6914 | 0 | 4180
|  | 6915 | 0 | 4180
|  | 6916 | 0 | 4180
|  | 6917 | 0 | 4180
|  | 6918 | 0 | 4180
|  | 6919 | 0 | 4180
|  | 6920 | 0 | 4180
|  | 6921 | 0 | 4180
|  | 6922 | 0 | 4180
|  | 6923 | 0 | 4180
|  | 6924 | 0 | 4180
|  | 6925 | 0 | 4180
|  | 6926 | 0 | 4180
|  | 6927 | 0 | 4180
|  | 6928 | 0 | 4180
|  | 6929 | 0 | 4180
|  | 6930 | 0 | 4180
|  | 6931 | 0 | 4180
|  | 6932 | 0 | 4180
|  | 6933 | 0 | 4180
|  | 6934 | 0 | 4180
|  | 6935 | 0 | 4180
|  | 6936 | 0 | 4180
|  | 6937 | 0 | 6966.6667
|  | 6938 | 0 | 6966.6667
|  | 6939 | 0 | 6966.6667
|  | 6940 | 0 | 6966.6667
|  | 6941 | 0 | 6966.6667
|  | 6942 | 0 | 6966.6667
|  | 6943 | 0 | 6966.6667
|  | 6944 | 0 | 6966.6667
|  | 6945 | 0 | 6966.6667
|  | 6946 | 0 | 6966.6667
|  | 6947 | 0 | 6966.6667
|  | 6948 | 0 | 6966.6667
|  | 6949 | 0 | 6966.6667
|  | 6950 | 0 | 6966.6667
|  | 6951 | 0 | 6966.6667
|  | 6952 | 0 | 6966.6667
|  | 6953 | 0 | 6966.6667
|  | 6954 | 0 | 6966.6667
|  | 6955 | 0 | 6966.6667
|  | 6956 | 0 | 6966.6667
|  | 6957 | 0 | 6966.6667
|  | 6958 | 0 | 6966.6667
|  | 6959 | 0 | 6966.6667
|  | 6960 | 0 | 6966.6667
|  | 6961 | 0 | 6966.6667
|  | 6962 | 0 | 6966.6667
|  | 6963 | 0 | 6966.6667
|  | 6964 | 0 | 6966.6667
|  | 6965 | 0 | 6966.6667
|  | 6966 | 0 | 6966.6667
|  | 6967 | 0 | 6966.6667
|  | 6968 | 0 | 6966.6667
|  | 6969 | 0 | 6966.6667
|  | 6970 | 0 | 6966.6667
|  | 6971 | 0 | 6966.6667
|  | 6972 | 0 | 6966.6667
|  | 6973 | 0 | 6966.6667
|  | 6974 | 0 | 6966.6667
|  | 6975 | 0 | 6966.6667
|  | 6976 | 0 | 6966.6667
|  | 6977 | 0 | 6966.6667
|  | 6978 | 0 | 6966.6667
|  | 6979 | 0 | 6966.6667
|  | 6980 | 0 | 6966.6667
|  | 6981 | 0 | 6966.6667
|  | 6982 | 0 | 6966.6667
|  | 6983 | 0 | 6966.6667
|  | 6984 | 0 | 6966.6667
|  | 6985 | 0 | 6966.6667
|  | 6986 | 0 | 6966.6667
|  | 6987 | 0 | 6966.6667
|  | 6988 | 0 | 6966.6667
|  | 6989 | 0 | 6966.6667
|  | 6990 | 0 | 6966.6667
|  | 6991 | 0 | 6966.6667
|  | 6992 | 0 | 6966.6667
|  | 6993 | 0 | 6966.6667
|  | 6994 | 0 | 6966.6667
|  | 6995 | 0 | 6966.6667
|  | 6996 | 0 | 6966.6667
|  | 6997 | 0 | 6966.6667
|  | 6998 | 0 | 6966.6667
|  | 6999 | 0 | 6966.6667
|  | 7000 | 0 | 6966.6667
|  | 7001 | 0 | 6966.6667
|  | 7002 | 0 | 6966.6667
|  | 7003 | 0 | 6966.6667
|  | 7004 | 0 | 6966.6667
|  | 7005 | 0 | 6966.6667
|  | 7006 | 0 | 6966.6667
|  | 7007 | 0 | 6966.6667
|  | 7008 | 0 | 6966.6667
|  | 7009 | 0 | 6966.6667
|  | 7010 | 0 | 6966.6667
|  | 7011 | 0 | 6966.6667
|  | 7012 | 0 | 6966.6667
|  | 7013 | 0 | 6966.6667
|  | 7014 | 0 | 6966.6667
|  | 7015 | 0 | 6966.6667
|  | 7016 | 0 | 6966.6667
|  | 7017 | 0 | 6966.6667
|  | 7018 | 0 | 6966.6667
|  | 7019 | 0 | 6966.6667
|  | 7020 | 0 | 6966.6667
|  | 7021 | 0 | 6966.6667
|  | 7022 | 0 | 6966.6667
|  | 7023 | 0 | 6966.6667
|  | 7024 | 0 | 6966.6667
|  | 7025 | 0 | 6966.6667
|  | 7026 | 0 | 6966.6667
|  | 7027 | 0 | 6966.6667
|  | 7028 | 0 | 6966.6667
|  | 7029 | 0 | 6966.6667
|  | 7030 | 0 | 6966.6667
|  | 7031 | 0 | 6966.6667
|  | 7032 | 0 | 6966.6667
|  | 7033 | 0 | 6966.6667
|  | 7034 | 0 | 6966.6667
|  | 7035 | 0 | 6966.6667
|  | 7036 | 0 | 6966.6667
|  | 7037 | 0 | 6966.6667
|  | 7038 | 0 | 6966.6667
|  | 7039 | 0 | 6966.6667
|  | 7040 | 0 | 6966.6667
|  | 7041 | 0 | 6966.6667
|  | 7042 | 0 | 6966.6667
|  | 7043 | 0 | 6966.6667
|  | 7044 | 0 | 6966.6667
|  | 7045 | 0 | 6966.6667
|  | 7046 | 0 | 6966.6667
|  | 7047 | 0 | 6966.6667
|  | 7048 | 0 | 6966.6667
|  | 7049 | 0 | 6966.6667
|  | 7050 | 0 | 6966.6667
|  | 7051 | 0 | 6966.6667
|  | 7052 | 0 | 6966.6667
|  | 7053 | 0 | 6966.6667
|  | 7054 | 0 | 6966.6667
|  | 7055 | 0 | 6966.6667
|  | 7056 | 0 | 6966.6667
|  | 7057 | 0 | 4180
|  | 7058 | 0 | 4180
|  | 7059 | 0 | 4180
|  | 7060 | 0 | 4180
|  | 7061 | 0 | 4180
|  | 7062 | 0 | 4180
|  | 7063 | 0 | 4180
|  | 7064 | 0 | 4180
|  | 7065 | 0 | 4180
|  | 7066 | 0 | 4180
|  | 7067 | 0 | 4180
|  | 7068 | 0 | 4180
|  | 7069 | 0 | 4180
|  | 7070 | 0 | 4180
|  | 7071 | 0 | 4180
|  | 7072 | 0 | 4180
|  | 7073 | 0 | 4180
|  | 7074 | 0 | 4180
|  | 7075 | 0 | 4180
|  | 7076 | 0 | 4180
|  | 7077 | 0 | 4180
|  | 7078 | 0 | 4180
|  | 7079 | 0 | 4180
|  | 7080 | 0 | 4180
|  | 7081 | 0 | 4180
|  | 7082 | 0 | 4180
|  | 7083 | 0 | 4180
|  | 7084 | 0 | 4180
|  | 7085 | 0 | 4180
|  | 7086 | 0 | 4180
|  | 7087 | 0 | 4180
|  | 7088 | 0 | 4180
|  | 7089 | 0 | 4180
|  | 7090 | 0 | 4180
|  | 7091 | 0 | 4180
|  | 7092 | 0 | 4180
|  | 7093 | 0 | 4180
|  | 7094 | 0 | 4180
|  | 7095 | 0 | 4180
|  | 7096 | 0 | 4180
|  | 7097 | 0 | 4180
|  | 7098 | 0 | 4180
|  | 7099 | 0 | 4180
|  | 7100 | 0 | 4180
|  | 7101 | 0 | 4180
|  | 7102 | 0 | 4180
|  | 7103 | 0 | 4180
|  | 7104 | 0 | 4180
|  | 7105 | 0 | 6966.6667
|  | 7106 | 0 | 6966.6667
|  | 7107 | 0 | 6966.6667
|  | 7108 | 0 | 6966.6667
|  | 7109 | 0 | 6966.6667
|  | 7110 | 0 | 6966.6667
|  | 7111 | 0 | 6966.6667
|  | 7112 | 0 | 6966.6667
|  | 7113 | 0 | 6966.6667
|  | 7114 | 0 | 6966.6667
|  | 7115 | 0 | 6966.6667
|  | 7116 | 0 | 6966.6667
|  | 7117 | 0 | 6966.6667
|  | 7118 | 0 | 6966.6667
|  | 7119 | 0 | 6966.6667
|  | 7120 | 0 | 6966.6667
|  | 7121 | 0 | 6966.6667
|  | 7122 | 0 | 6966.6667
|  | 7123 | 0 | 6966.6667
|  | 7124 | 0 | 6966.6667
|  | 7125 | 0 | 6966.6667
|  | 7126 | 0 | 6966.6667
|  | 7127 | 0 | 6966.6667
|  | 7128 | 0 | 6966.6667
|  | 7129 | 0 | 6966.6667
|  | 7130 | 0 | 6966.6667
|  | 7131 | 0 | 6966.6667
|  | 7132 | 0 | 6966.6667
|  | 7133 | 0 | 6966.6667
|  | 7134 | 0 | 6966.6667
|  | 7135 | 0 | 6966.6667
|  | 7136 | 0 | 6966.6667
|  | 7137 | 0 | 6966.6667
|  | 7138 | 0 | 6966.6667
|  | 7139 | 0 | 6966.6667
|  | 7140 | 0 | 6966.6667
|  | 7141 | 0 | 6966.6667
|  | 7142 | 0 | 6966.6667
|  | 7143 | 0 | 6966.6667
|  | 7144 | 0 | 6966.6667
|  | 7145 | 0 | 6966.6667
|  | 7146 | 0 | 6966.6667
|  | 7147 | 0 | 6966.6667
|  | 7148 | 0 | 6966.6667
|  | 7149 | 0 | 6966.6667
|  | 7150 | 0 | 6966.6667
|  | 7151 | 0 | 6966.6667
|  | 7152 | 0 | 6966.6667
|  | 7153 | 0 | 6966.6667
|  | 7154 | 0 | 6966.6667
|  | 7155 | 0 | 6966.6667
|  | 7156 | 0 | 6966.6667
|  | 7157 | 0 | 6966.6667
|  | 7158 | 0 | 6966.6667
|  | 7159 | 0 | 6966.6667
|  | 7160 | 0 | 6966.6667
|  | 7161 | 0 | 6966.6667
|  | 7162 | 0 | 6966.6667
|  | 7163 | 0 | 6966.6667
|  | 7164 | 0 | 6966.6667
|  | 7165 | 0 | 6966.6667
|  | 7166 | 0 | 6966.6667
|  | 7167 | 0 | 6966.6667
|  | 7168 | 0 | 6966.6667
|  | 7169 | 0 | 6966.6667
|  | 7170 | 0 | 6966.6667
|  | 7171 | 0 | 6966.6667
|  | 7172 | 0 | 6966.6667
|  | 7173 | 0 | 6966.6667
|  | 7174 | 0 | 6966.6667
|  | 7175 | 0 | 6966.6667
|  | 7176 | 0 | 6966.6667
|  | 7177 | 0 | 6966.6667
|  | 7178 | 0 | 6966.6667
|  | 7179 | 0 | 6966.6667
|  | 7180 | 0 | 6966.6667
|  | 7181 | 0 | 6966.6667
|  | 7182 | 0 | 6966.6667
|  | 7183 | 0 | 6966.6667
|  | 7184 | 0 | 6966.6667
|  | 7185 | 0 | 6966.6667
|  | 7186 | 0 | 6966.6667
|  | 7187 | 0 | 6966.6667
|  | 7188 | 0 | 6966.6667
|  | 7189 | 0 | 6966.6667
|  | 7190 | 0 | 6966.6667
|  | 7191 | 0 | 6966.6667
|  | 7192 | 0 | 6966.6667
|  | 7193 | 0 | 6966.6667
|  | 7194 | 0 | 6966.6667
|  | 7195 | 0 | 6966.6667
|  | 7196 | 0 | 6966.6667
|  | 7197 | 0 | 6966.6667
|  | 7198 | 0 | 6966.6667
|  | 7199 | 0 | 6966.6667
|  | 7200 | 0 | 6966.6667
|  | 7201 | 0 | 6966.6667
|  | 7202 | 0 | 6966.6667
|  | 7203 | 0 | 6966.6667
|  | 7204 | 0 | 6966.6667
|  | 7205 | 0 | 6966.6667
|  | 7206 | 0 | 6966.6667
|  | 7207 | 0 | 6966.6667
|  | 7208 | 0 | 6966.6667
|  | 7209 | 0 | 6966.6667
|  | 7210 | 0 | 6966.6667
|  | 7211 | 0 | 6966.6667
|  | 7212 | 0 | 6966.6667
|  | 7213 | 0 | 6966.6667
|  | 7214 | 0 | 6966.6667
|  | 7215 | 0 | 6966.6667
|  | 7216 | 0 | 6966.6667
|  | 7217 | 0 | 6966.6667
|  | 7218 | 0 | 6966.6667
|  | 7219 | 0 | 6966.6667
|  | 7220 | 0 | 6966.6667
|  | 7221 | 0 | 6966.6667
|  | 7222 | 0 | 6966.6667
|  | 7223 | 0 | 6966.6667
|  | 7224 | 0 | 6966.6667
|  | 7225 | 0 | 4180
|  | 7226 | 0 | 4180
|  | 7227 | 0 | 4180
|  | 7228 | 0 | 4180
|  | 7229 | 0 | 4180
|  | 7230 | 0 | 4180
|  | 7231 | 0 | 4180
|  | 7232 | 0 | 4180
|  | 7233 | 0 | 4180
|  | 7234 | 0 | 4180
|  | 7235 | 0 | 4180
|  | 7236 | 0 | 4180
|  | 7237 | 0 | 4180
|  | 7238 | 0 | 4180
|  | 7239 | 0 | 4180
|  | 7240 | 0 | 4180
|  | 7241 | 0 | 4180
|  | 7242 | 0 | 4180
|  | 7243 | 0 | 4180
|  | 7244 | 0 | 4180
|  | 7245 | 0 | 4180
|  | 7246 | 0 | 4180
|  | 7247 | 0 | 4180
|  | 7248 | 0 | 4180
|  | 7249 | 0 | 4180
|  | 7250 | 0 | 4180
|  | 7251 | 0 | 4180
|  | 7252 | 0 | 4180
|  | 7253 | 0 | 4180
|  | 7254 | 0 | 4180
|  | 7255 | 0 | 4180
|  | 7256 | 0 | 4180
|  | 7257 | 0 | 4180
|  | 7258 | 0 | 4180
|  | 7259 | 0 | 4180
|  | 7260 | 0 | 4180
|  | 7261 | 0 | 4180
|  | 7262 | 0 | 4180
|  | 7263 | 0 | 4180
|  | 7264 | 0 | 4180
|  | 7265 | 0 | 4180
|  | 7266 | 0 | 4180
|  | 7267 | 0 | 4180
|  | 7268 | 0 | 4180
|  | 7269 | 0 | 4180
|  | 7270 | 0 | 4180
|  | 7271 | 0 | 4180
|  | 7272 | 0 | 4180
|  | 7273 | 0 | 6966.6667
|  | 7274 | 0 | 6966.6667
|  | 7275 | 0 | 6966.6667
|  | 7276 | 0 | 6966.6667
|  | 7277 | 0 | 6966.6667
|  | 7278 | 0 | 6966.6667
|  | 7279 | 0 | 6966.6667
|  | 7280 | 0 | 6966.6667
|  | 7281 | 0 | 6966.6667
|  | 7282 | 0 | 6966.6667
|  | 7283 | 0 | 6966.6667
|  | 7284 | 0 | 6966.6667
|  | 7285 | 0 | 6966.6667
|  | 7286 | 0 | 6966.6667
|  | 7287 | 0 | 6966.6667
|  | 7288 | 0 | 6966.6667
|  | 7289 | 0 | 6966.6667
|  | 7290 | 0 | 6966.6667
|  | 7291 | 0 | 6966.6667
|  | 7292 | 0 | 6966.6667
|  | 7293 | 0 | 6966.6667
|  | 7294 | 0 | 6966.6667
|  | 7295 | 0 | 6966.6667
|  | 7296 | 0 | 6966.6667
|  | 7297 | 0 | 6966.6667
|  | 7298 | 0 | 6966.6667
|  | 7299 | 0 | 6966.6667
|  | 7300 | 0 | 6966.6667
|  | 7301 | 0 | 6966.6667
|  | 7302 | 0 | 6966.6667
|  | 7303 | 0 | 6966.6667
|  | 7304 | 0 | 6966.6667
|  | 7305 | 0 | 6966.6667
|  | 7306 | 0 | 6966.6667
|  | 7307 | 0 | 6966.6667
|  | 7308 | 0 | 6966.6667
|  | 7309 | 0 | 6966.6667
|  | 7310 | 0 | 6966.6667
|  | 7311 | 0 | 6966.6667
|  | 7312 | 0 | 6966.6667
|  | 7313 | 0 | 6966.6667
|  | 7314 | 0 | 6966.6667
|  | 7315 | 0 | 6966.6667
|  | 7316 | 0 | 6966.6667
|  | 7317 | 0 | 6966.6667
|  | 7318 | 0 | 6966.6667
|  | 7319 | 0 | 6966.6667
|  | 7320 | 0 | 6966.6667
|  | 7321 | 0 | 6966.6667
|  | 7322 | 0 | 6966.6667
|  | 7323 | 0 | 6966.6667
|  | 7324 | 0 | 6966.6667
|  | 7325 | 0 | 6966.6667
|  | 7326 | 0 | 6966.6667
|  | 7327 | 0 | 6966.6667
|  | 7328 | 0 | 6966.6667
|  | 7329 | 0 | 6966.6667
|  | 7330 | 0 | 6966.6667
|  | 7331 | 0 | 6966.6667
|  | 7332 | 0 | 6966.6667
|  | 7333 | 0 | 6966.6667
|  | 7334 | 0 | 6966.6667
|  | 7335 | 0 | 6966.6667
|  | 7336 | 0 | 6966.6667
|  | 7337 | 0 | 6966.6667
|  | 7338 | 0 | 6966.6667
|  | 7339 | 0 | 6966.6667
|  | 7340 | 0 | 6966.6667
|  | 7341 | 0 | 6966.6667
|  | 7342 | 0 | 6966.6667
|  | 7343 | 0 | 6966.6667
|  | 7344 | 0 | 6966.6667
|  | 7345 | 0 | 6966.6667
|  | 7346 | 0 | 6966.6667
|  | 7347 | 0 | 6966.6667
|  | 7348 | 0 | 6966.6667
|  | 7349 | 0 | 6966.6667
|  | 7350 | 0 | 6966.6667
|  | 7351 | 0 | 6966.6667
|  | 7352 | 0 | 6966.6667
|  | 7353 | 0 | 6966.6667
|  | 7354 | 0 | 6966.6667
|  | 7355 | 0 | 6966.6667
|  | 7356 | 0 | 6966.6667
|  | 7357 | 0 | 6966.6667
|  | 7358 | 0 | 6966.6667
|  | 7359 | 0 | 6966.6667
|  | 7360 | 0 | 6966.6667
|  | 7361 | 0 | 6966.6667
|  | 7362 | 0 | 6966.6667
|  | 7363 | 0 | 6966.6667
|  | 7364 | 0 | 6966.6667
|  | 7365 | 0 | 6966.6667
|  | 7366 | 0 | 6966.6667
|  | 7367 | 0 | 6966.6667
|  | 7368 | 0 | 6966.6667
|  | 7369 | 0 | 6966.6667
|  | 7370 | 0 | 6966.6667
|  | 7371 | 0 | 6966.6667
|  | 7372 | 0 | 6966.6667
|  | 7373 | 0 | 6966.6667
|  | 7374 | 0 | 6966.6667
|  | 7375 | 0 | 6966.6667
|  | 7376 | 0 | 6966.6667
|  | 7377 | 0 | 6966.6667
|  | 7378 | 0 | 6966.6667
|  | 7379 | 0 | 6966.6667
|  | 7380 | 0 | 6966.6667
|  | 7381 | 0 | 6966.6667
|  | 7382 | 0 | 6966.6667
|  | 7383 | 0 | 6966.6667
|  | 7384 | 0 | 6966.6667
|  | 7385 | 0 | 6966.6667
|  | 7386 | 0 | 6966.6667
|  | 7387 | 0 | 6966.6667
|  | 7388 | 0 | 6966.6667
|  | 7389 | 0 | 6966.6667
|  | 7390 | 0 | 6966.6667
|  | 7391 | 0 | 6966.6667
|  | 7392 | 0 | 6966.6667
|  | 7393 | 0 | 4180
|  | 7394 | 0 | 4180
|  | 7395 | 0 | 4180
|  | 7396 | 0 | 4180
|  | 7397 | 0 | 4180
|  | 7398 | 0 | 4180
|  | 7399 | 0 | 4180
|  | 7400 | 0 | 4180
|  | 7401 | 0 | 4180
|  | 7402 | 0 | 4180
|  | 7403 | 0 | 4180
|  | 7404 | 0 | 4180
|  | 7405 | 0 | 4180
|  | 7406 | 0 | 4180
|  | 7407 | 0 | 4180
|  | 7408 | 0 | 4180
|  | 7409 | 0 | 4180
|  | 7410 | 0 | 4180
|  | 7411 | 0 | 4180
|  | 7412 | 0 | 4180
|  | 7413 | 0 | 4180
|  | 7414 | 0 | 4180
|  | 7415 | 0 | 4180
|  | 7416 | 0 | 4180
|  | 7417 | 0 | 4180
|  | 7418 | 0 | 4180
|  | 7419 | 0 | 4180
|  | 7420 | 0 | 4180
|  | 7421 | 0 | 4180
|  | 7422 | 0 | 4180
|  | 7423 | 0 | 4180
|  | 7424 | 0 | 4180
|  | 7425 | 0 | 4180
|  | 7426 | 0 | 4180
|  | 7427 | 0 | 4180
|  | 7428 | 0 | 4180
|  | 7429 | 0 | 4180
|  | 7430 | 0 | 4180
|  | 7431 | 0 | 4180
|  | 7432 | 0 | 4180
|  | 7433 | 0 | 4180
|  | 7434 | 0 | 4180
|  | 7435 | 0 | 4180
|  | 7436 | 0 | 4180
|  | 7437 | 0 | 4180
|  | 7438 | 0 | 4180
|  | 7439 | 0 | 4180
|  | 7440 | 0 | 4180
|  | 7441 | 0 | 6966.6667
|  | 7442 | 0 | 6966.6667
|  | 7443 | 0 | 6966.6667
|  | 7444 | 0 | 6966.6667
|  | 7445 | 0 | 6966.6667
|  | 7446 | 0 | 6966.6667
|  | 7447 | 0 | 6966.6667
|  | 7448 | 0 | 6966.6667
|  | 7449 | 0 | 6966.6667
|  | 7450 | 0 | 6966.6667
|  | 7451 | 0 | 6966.6667
|  | 7452 | 0 | 6966.6667
|  | 7453 | 0 | 6966.6667
|  | 7454 | 0 | 6966.6667
|  | 7455 | 0 | 6966.6667
|  | 7456 | 0 | 6966.6667
|  | 7457 | 0 | 6966.6667
|  | 7458 | 0 | 6966.6667
|  | 7459 | 0 | 6966.6667
|  | 7460 | 0 | 6966.6667
|  | 7461 | 0 | 6966.6667
|  | 7462 | 0 | 6966.6667
|  | 7463 | 0 | 6966.6667
|  | 7464 | 0 | 6966.6667
|  | 7465 | 0 | 6966.6667
|  | 7466 | 0 | 6966.6667
|  | 7467 | 0 | 6966.6667
|  | 7468 | 0 | 6966.6667
|  | 7469 | 0 | 6966.6667
|  | 7470 | 0 | 6966.6667
|  | 7471 | 0 | 6966.6667
|  | 7472 | 0 | 6966.6667
|  | 7473 | 0 | 6966.6667
|  | 7474 | 0 | 6966.6667
|  | 7475 | 0 | 6966.6667
|  | 7476 | 0 | 6966.6667
|  | 7477 | 0 | 6966.6667
|  | 7478 | 0 | 6966.6667
|  | 7479 | 0 | 6966.6667
|  | 7480 | 0 | 6966.6667
|  | 7481 | 0 | 6966.6667
|  | 7482 | 0 | 6966.6667
|  | 7483 | 0 | 6966.6667
|  | 7484 | 0 | 6966.6667
|  | 7485 | 0 | 6966.6667
|  | 7486 | 0 | 6966.6667
|  | 7487 | 0 | 6966.6667
|  | 7488 | 0 | 6966.6667
|  | 7489 | 0 | 6966.6667
|  | 7490 | 0 | 6966.6667
|  | 7491 | 0 | 6966.6667
|  | 7492 | 0 | 6966.6667
|  | 7493 | 0 | 6966.6667
|  | 7494 | 0 | 6966.6667
|  | 7495 | 0 | 6966.6667
|  | 7496 | 0 | 6966.6667
|  | 7497 | 0 | 6966.6667
|  | 7498 | 0 | 6966.6667
|  | 7499 | 0 | 6966.6667
|  | 7500 | 0 | 6966.6667
|  | 7501 | 0 | 6966.6667
|  | 7502 | 0 | 6966.6667
|  | 7503 | 0 | 6966.6667
|  | 7504 | 0 | 6966.6667
|  | 7505 | 0 | 6966.6667
|  | 7506 | 0 | 6966.6667
|  | 7507 | 0 | 6966.6667
|  | 7508 | 0 | 6966.6667
|  | 7509 | 0 | 6966.6667
|  | 7510 | 0 | 6966.6667
|  | 7511 | 0 | 6966.6667
|  | 7512 | 0 | 6966.6667
|  | 7513 | 0 | 6966.6667
|  | 7514 | 0 | 6966.6667
|  | 7515 | 0 | 6966.6667
|  | 7516 | 0 | 6966.6667
|  | 7517 | 0 | 6966.6667
|  | 7518 | 0 | 6966.6667
|  | 7519 | 0 | 6966.6667
|  | 7520 | 0 | 6966.6667
|  | 7521 | 0 | 6966.6667
|  | 7522 | 0 | 6966.6667
|  | 7523 | 0 | 6966.6667
|  | 7524 | 0 | 6966.6667
|  | 7525 | 0 | 6966.6667
|  | 7526 | 0 | 6966.6667
|  | 7527 | 0 | 6966.6667
|  | 7528 | 0 | 6966.6667
|  | 7529 | 0 | 6966.6667
|  | 7530 | 0 | 6966.6667
|  | 7531 | 0 | 6966.6667
|  | 7532 | 0 | 6966.6667
|  | 7533 | 0 | 6966.6667
|  | 7534 | 0 | 6966.6667
|  | 7535 | 0 | 6966.6667
|  | 7536 | 0 | 6966.6667
|  | 7537 | 0 | 6966.6667
|  | 7538 | 0 | 6966.6667
|  | 7539 | 0 | 6966.6667
|  | 7540 | 0 | 6966.6667
|  | 7541 | 0 | 6966.6667
|  | 7542 | 0 | 6966.6667
|  | 7543 | 0 | 6966.6667
|  | 7544 | 0 | 6966.6667
|  | 7545 | 0 | 6966.6667
|  | 7546 | 0 | 6966.6667
|  | 7547 | 0 | 6966.6667
|  | 7548 | 0 | 6966.6667
|  | 7549 | 0 | 6966.6667
|  | 7550 | 0 | 6966.6667
|  | 7551 | 0 | 6966.6667
|  | 7552 | 0 | 6966.6667
|  | 7553 | 0 | 6966.6667
|  | 7554 | 0 | 6966.6667
|  | 7555 | 0 | 6966.6667
|  | 7556 | 0 | 6966.6667
|  | 7557 | 0 | 6966.6667
|  | 7558 | 0 | 6966.6667
|  | 7559 | 0 | 6966.6667
|  | 7560 | 0 | 6966.6667
|  | 7561 | 0 | 4180
|  | 7562 | 0 | 4180
|  | 7563 | 0 | 4180
|  | 7564 | 0 | 4180
|  | 7565 | 0 | 4180
|  | 7566 | 0 | 4180
|  | 7567 | 0 | 4180
|  | 7568 | 0 | 4180
|  | 7569 | 0 | 4180
|  | 7570 | 0 | 4180
|  | 7571 | 0 | 4180
|  | 7572 | 0 | 4180
|  | 7573 | 0 | 4180
|  | 7574 | 0 | 4180
|  | 7575 | 0 | 4180
|  | 7576 | 0 | 4180
|  | 7577 | 0 | 4180
|  | 7578 | 0 | 4180
|  | 7579 | 0 | 4180
|  | 7580 | 0 | 4180
|  | 7581 | 0 | 4180
|  | 7582 | 0 | 4180
|  | 7583 | 0 | 4180
|  | 7584 | 0 | 4180
|  | 7585 | 0 | 4180
|  | 7586 | 0 | 4180
|  | 7587 | 0 | 4180
|  | 7588 | 0 | 4180
|  | 7589 | 0 | 4180
|  | 7590 | 0 | 4180
|  | 7591 | 0 | 4180
|  | 7592 | 0 | 4180
|  | 7593 | 0 | 4180
|  | 7594 | 0 | 4180
|  | 7595 | 0 | 4180
|  | 7596 | 0 | 4180
|  | 7597 | 0 | 4180
|  | 7598 | 0 | 4180
|  | 7599 | 0 | 4180
|  | 7600 | 0 | 4180
|  | 7601 | 0 | 4180
|  | 7602 | 0 | 4180
|  | 7603 | 0 | 4180
|  | 7604 | 0 | 4180
|  | 7605 | 0 | 4180
|  | 7606 | 0 | 4180
|  | 7607 | 0 | 4180
|  | 7608 | 0 | 4180
|  | 7609 | 0 | 6966.6667
|  | 7610 | 0 | 6966.6667
|  | 7611 | 0 | 6966.6667
|  | 7612 | 0 | 6966.6667
|  | 7613 | 0 | 6966.6667
|  | 7614 | 0 | 6966.6667
|  | 7615 | 0 | 6966.6667
|  | 7616 | 0 | 6966.6667
|  | 7617 | 0 | 6966.6667
|  | 7618 | 0 | 6966.6667
|  | 7619 | 0 | 6966.6667
|  | 7620 | 0 | 6966.6667
|  | 7621 | 0 | 6966.6667
|  | 7622 | 0 | 6966.6667
|  | 7623 | 0 | 6966.6667
|  | 7624 | 0 | 6966.6667
|  | 7625 | 0 | 6966.6667
|  | 7626 | 0 | 6966.6667
|  | 7627 | 0 | 6966.6667
|  | 7628 | 0 | 6966.6667
|  | 7629 | 0 | 6966.6667
|  | 7630 | 0 | 6966.6667
|  | 7631 | 0 | 6966.6667
|  | 7632 | 0 | 6966.6667
|  | 7633 | 0 | 6966.6667
|  | 7634 | 0 | 6966.6667
|  | 7635 | 0 | 6966.6667
|  | 7636 | 0 | 6966.6667
|  | 7637 | 0 | 6966.6667
|  | 7638 | 0 | 6966.6667
|  | 7639 | 0 | 6966.6667
|  | 7640 | 0 | 6966.6667
|  | 7641 | 0 | 6966.6667
|  | 7642 | 0 | 6966.6667
|  | 7643 | 0 | 6966.6667
|  | 7644 | 0 | 6966.6667
|  | 7645 | 0 | 6966.6667
|  | 7646 | 0 | 6966.6667
|  | 7647 | 0 | 6966.6667
|  | 7648 | 0 | 6966.6667
|  | 7649 | 0 | 6966.6667
|  | 7650 | 0 | 6966.6667
|  | 7651 | 0 | 6966.6667
|  | 7652 | 0 | 6966.6667
|  | 7653 | 0 | 6966.6667
|  | 7654 | 0 | 6966.6667
|  | 7655 | 0 | 6966.6667
|  | 7656 | 0 | 6966.6667
|  | 7657 | 0 | 6966.6667
|  | 7658 | 0 | 6966.6667
|  | 7659 | 0 | 6966.6667
|  | 7660 | 0 | 6966.6667
|  | 7661 | 0 | 6966.6667
|  | 7662 | 0 | 6966.6667
|  | 7663 | 0 | 6966.6667
|  | 7664 | 0 | 6966.6667
|  | 7665 | 0 | 6966.6667
|  | 7666 | 0 | 6966.6667
|  | 7667 | 0 | 6966.6667
|  | 7668 | 0 | 6966.6667
|  | 7669 | 0 | 6966.6667
|  | 7670 | 0 | 6966.6667
|  | 7671 | 0 | 6966.6667
|  | 7672 | 0 | 6966.6667
|  | 7673 | 0 | 6966.6667
|  | 7674 | 0 | 6966.6667
|  | 7675 | 0 | 6966.6667
|  | 7676 | 0 | 6966.6667
|  | 7677 | 0 | 6966.6667
|  | 7678 | 0 | 6966.6667
|  | 7679 | 0 | 6966.6667
|  | 7680 | 0 | 6966.6667
|  | 7681 | 0 | 6966.6667
|  | 7682 | 0 | 6966.6667
|  | 7683 | 0 | 6966.6667
|  | 7684 | 0 | 6966.6667
|  | 7685 | 0 | 6966.6667
|  | 7686 | 0 | 6966.6667
|  | 7687 | 0 | 6966.6667
|  | 7688 | 0 | 6966.6667
|  | 7689 | 0 | 6966.6667
|  | 7690 | 0 | 6966.6667
|  | 7691 | 0 | 6966.6667
|  | 7692 | 0 | 6966.6667
|  | 7693 | 0 | 6966.6667
|  | 7694 | 0 | 6966.6667
|  | 7695 | 0 | 6966.6667
|  | 7696 | 0 | 6966.6667
|  | 7697 | 0 | 6966.6667
|  | 7698 | 0 | 6966.6667
|  | 7699 | 0 | 6966.6667
|  | 7700 | 0 | 6966.6667
|  | 7701 | 0 | 6966.6667
|  | 7702 | 0 | 6966.6667
|  | 7703 | 0 | 6966.6667
|  | 7704 | 0 | 6966.6667
|  | 7705 | 0 | 6966.6667
|  | 7706 | 0 | 6966.6667
|  | 7707 | 0 | 6966.6667
|  | 7708 | 0 | 6966.6667
|  | 7709 | 0 | 6966.6667
|  | 7710 | 0 | 6966.6667
|  | 7711 | 0 | 6966.6667
|  | 7712 | 0 | 6966.6667
|  | 7713 | 0 | 6966.6667
|  | 7714 | 0 | 6966.6667
|  | 7715 | 0 | 6966.6667
|  | 7716 | 0 | 6966.6667
|  | 7717 | 0 | 6966.6667
|  | 7718 | 0 | 6966.6667
|  | 7719 | 0 | 6966.6667
|  | 7720 | 0 | 6966.6667
|  | 7721 | 0 | 6966.6667
|  | 7722 | 0 | 6966.6667
|  | 7723 | 0 | 6966.6667
|  | 7724 | 0 | 6966.6667
|  | 7725 | 0 | 6966.6667
|  | 7726 | 0 | 6966.6667
|  | 7727 | 0 | 6966.6667
|  | 7728 | 0 | 6966.6667
|  | 7729 | 0 | 4180
|  | 7730 | 0 | 4180
|  | 7731 | 0 | 4180
|  | 7732 | 0 | 4180
|  | 7733 | 0 | 4180
|  | 7734 | 0 | 4180
|  | 7735 | 0 | 4180
|  | 7736 | 0 | 4180
|  | 7737 | 0 | 4180
|  | 7738 | 0 | 4180
|  | 7739 | 0 | 4180
|  | 7740 | 0 | 4180
|  | 7741 | 0 | 4180
|  | 7742 | 0 | 4180
|  | 7743 | 0 | 4180
|  | 7744 | 0 | 4180
|  | 7745 | 0 | 4180
|  | 7746 | 0 | 4180
|  | 7747 | 0 | 4180
|  | 7748 | 0 | 4180
|  | 7749 | 0 | 4180
|  | 7750 | 0 | 4180
|  | 7751 | 0 | 4180
|  | 7752 | 0 | 4180
|  | 7753 | 0 | 4180
|  | 7754 | 0 | 4180
|  | 7755 | 0 | 4180
|  | 7756 | 0 | 4180
|  | 7757 | 0 | 4180
|  | 7758 | 0 | 4180
|  | 7759 | 0 | 4180
|  | 7760 | 0 | 4180
|  | 7761 | 0 | 4180
|  | 7762 | 0 | 4180
|  | 7763 | 0 | 4180
|  | 7764 | 0 | 4180
|  | 7765 | 0 | 4180
|  | 7766 | 0 | 4180
|  | 7767 | 0 | 4180
|  | 7768 | 0 | 4180
|  | 7769 | 0 | 4180
|  | 7770 | 0 | 4180
|  | 7771 | 0 | 4180
|  | 7772 | 0 | 4180
|  | 7773 | 0 | 4180
|  | 7774 | 0 | 4180
|  | 7775 | 0 | 4180
|  | 7776 | 0 | 4180
|  | 7777 | 0 | 9753.3333
|  | 7778 | 0 | 9753.3333
|  | 7779 | 0 | 9753.3333
|  | 7780 | 0 | 9753.3333
|  | 7781 | 0 | 9753.3333
|  | 7782 | 0 | 9753.3333
|  | 7783 | 0 | 9753.3333
|  | 7784 | 0 | 9753.3333
|  | 7785 | 0 | 9753.3333
|  | 7786 | 0 | 9753.3333
|  | 7787 | 0 | 9753.3333
|  | 7788 | 0 | 9753.3333
|  | 7789 | 0 | 9753.3333
|  | 7790 | 0 | 9753.3333
|  | 7791 | 0 | 9753.3333
|  | 7792 | 0 | 9753.3333
|  | 7793 | 0 | 9753.3333
|  | 7794 | 0 | 9753.3333
|  | 7795 | 0 | 9753.3333
|  | 7796 | 0 | 9753.3333
|  | 7797 | 0 | 9753.3333
|  | 7798 | 0 | 9753.3333
|  | 7799 | 0 | 9753.3333
|  | 7800 | 0 | 9753.3333
|  | 7801 | 0 | 9753.3333
|  | 7802 | 0 | 9753.3333
|  | 7803 | 0 | 9753.3333
|  | 7804 | 0 | 9753.3333
|  | 7805 | 0 | 9753.3333
|  | 7806 | 0 | 9753.3333
|  | 7807 | 0 | 9753.3333
|  | 7808 | 0 | 9753.3333
|  | 7809 | 0 | 9753.3333
|  | 7810 | 0 | 9753.3333
|  | 7811 | 0 | 9753.3333
|  | 7812 | 0 | 9753.3333
|  | 7813 | 0 | 9753.3333
|  | 7814 | 0 | 9753.3333
|  | 7815 | 0 | 9753.3333
|  | 7816 | 0 | 9753.3333
|  | 7817 | 0 | 9753.3333
|  | 7818 | 0 | 9753.3333
|  | 7819 | 0 | 9753.3333
|  | 7820 | 0 | 9753.3333
|  | 7821 | 0 | 9753.3333
|  | 7822 | 0 | 9753.3333
|  | 7823 | 0 | 9753.3333
|  | 7824 | 0 | 9753.3333
|  | 7825 | 0 | 9753.3333
|  | 7826 | 0 | 9753.3333
|  | 7827 | 0 | 9753.3333
|  | 7828 | 0 | 9753.3333
|  | 7829 | 0 | 9753.3333
|  | 7830 | 0 | 9753.3333
|  | 7831 | 0 | 9753.3333
|  | 7832 | 0 | 9753.3333
|  | 7833 | 0 | 9753.3333
|  | 7834 | 0 | 9753.3333
|  | 7835 | 0 | 9753.3333
|  | 7836 | 0 | 9753.3333
|  | 7837 | 0 | 9753.3333
|  | 7838 | 0 | 9753.3333
|  | 7839 | 0 | 9753.3333
|  | 7840 | 0 | 9753.3333
|  | 7841 | 0 | 9753.3333
|  | 7842 | 0 | 9753.3333
|  | 7843 | 0 | 9753.3333
|  | 7844 | 0 | 9753.3333
|  | 7845 | 0 | 9753.3333
|  | 7846 | 0 | 9753.3333
|  | 7847 | 0 | 9753.3333
|  | 7848 | 0 | 9753.3333
|  | 7849 | 0 | 9753.3333
|  | 7850 | 0 | 9753.3333
|  | 7851 | 0 | 9753.3333
|  | 7852 | 0 | 9753.3333
|  | 7853 | 0 | 9753.3333
|  | 7854 | 0 | 9753.3333
|  | 7855 | 0 | 9753.3333
|  | 7856 | 0 | 9753.3333
|  | 7857 | 0 | 9753.3333
|  | 7858 | 0 | 9753.3333
|  | 7859 | 0 | 9753.3333
|  | 7860 | 0 | 9753.3333
|  | 7861 | 0 | 9753.3333
|  | 7862 | 0 | 9753.3333
|  | 7863 | 0 | 9753.3333
|  | 7864 | 0 | 9753.3333
|  | 7865 | 0 | 9753.3333
|  | 7866 | 0 | 9753.3333
|  | 7867 | 0 | 9753.3333
|  | 7868 | 0 | 9753.3333
|  | 7869 | 0 | 9753.3333
|  | 7870 | 0 | 9753.3333
|  | 7871 | 0 | 9753.3333
|  | 7872 | 0 | 9753.3333
|  | 7873 | 0 | 9753.3333
|  | 7874 | 0 | 9753.3333
|  | 7875 | 0 | 9753.3333
|  | 7876 | 0 | 9753.3333
|  | 7877 | 0 | 9753.3333
|  | 7878 | 0 | 9753.3333
|  | 7879 | 0 | 9753.3333
|  | 7880 | 0 | 9753.3333
|  | 7881 | 0 | 9753.3333
|  | 7882 | 0 | 9753.3333
|  | 7883 | 0 | 9753.3333
|  | 7884 | 0 | 9753.3333
|  | 7885 | 0 | 9753.3333
|  | 7886 | 0 | 9753.3333
|  | 7887 | 0 | 9753.3333
|  | 7888 | 0 | 9753.3333
|  | 7889 | 0 | 9753.3333
|  | 7890 | 0 | 9753.3333
|  | 7891 | 0 | 9753.3333
|  | 7892 | 0 | 9753.3333
|  | 7893 | 0 | 9753.3333
|  | 7894 | 0 | 9753.3333
|  | 7895 | 0 | 9753.3333
|  | 7896 | 0 | 9753.3333
|  | 7897 | 0 | 9753.3333
|  | 7898 | 0 | 9753.3333
|  | 7899 | 0 | 9753.3333
|  | 7900 | 0 | 9753.3333
|  | 7901 | 0 | 9753.3333
|  | 7902 | 0 | 9753.3333
|  | 7903 | 0 | 9753.3333
|  | 7904 | 0 | 9753.3333
|  | 7905 | 0 | 9753.3333
|  | 7906 | 0 | 9753.3333
|  | 7907 | 0 | 9753.3333
|  | 7908 | 0 | 9753.3333
|  | 7909 | 0 | 9753.3333
|  | 7910 | 0 | 9753.3333
|  | 7911 | 0 | 9753.3333
|  | 7912 | 0 | 9753.3333
|  | 7913 | 0 | 9753.3333
|  | 7914 | 0 | 9753.3333
|  | 7915 | 0 | 9753.3333
|  | 7916 | 0 | 9753.3333
|  | 7917 | 0 | 9753.3333
|  | 7918 | 0 | 9753.3333
|  | 7919 | 0 | 9753.3333
|  | 7920 | 0 | 9753.3333
|  | 7921 | 0 | 9753.3333
|  | 7922 | 0 | 9753.3333
|  | 7923 | 0 | 9753.3333
|  | 7924 | 0 | 9753.3333
|  | 7925 | 0 | 9753.3333
|  | 7926 | 0 | 9753.3333
|  | 7927 | 0 | 9753.3333
|  | 7928 | 0 | 9753.3333
|  | 7929 | 0 | 9753.3333
|  | 7930 | 0 | 9753.3333
|  | 7931 | 0 | 9753.3333
|  | 7932 | 0 | 9753.3333
|  | 7933 | 0 | 9753.3333
|  | 7934 | 0 | 9753.3333
|  | 7935 | 0 | 9753.3333
|  | 7936 | 0 | 9753.3333
|  | 7937 | 0 | 9753.3333
|  | 7938 | 0 | 9753.3333
|  | 7939 | 0 | 9753.3333
|  | 7940 | 0 | 9753.3333
|  | 7941 | 0 | 9753.3333
|  | 7942 | 0 | 9753.3333
|  | 7943 | 0 | 9753.3333
|  | 7944 | 0 | 9753.3333
|  | 7945 | 0 | 9753.3333
|  | 7946 | 0 | 9753.3333
|  | 7947 | 0 | 9753.3333
|  | 7948 | 0 | 9753.3333
|  | 7949 | 0 | 9753.3333
|  | 7950 | 0 | 9753.3333
|  | 7951 | 0 | 9753.3333
|  | 7952 | 0 | 9753.3333
|  | 7953 | 0 | 9753.3333
|  | 7954 | 0 | 9753.3333
|  | 7955 | 0 | 9753.3333
|  | 7956 | 0 | 9753.3333
|  | 7957 | 0 | 9753.3333
|  | 7958 | 0 | 9753.3333
|  | 7959 | 0 | 9753.3333
|  | 7960 | 0 | 9753.3333
|  | 7961 | 0 | 9753.3333
|  | 7962 | 0 | 9753.3333
|  | 7963 | 0 | 9753.3333
|  | 7964 | 0 | 9753.3333
|  | 7965 | 0 | 9753.3333
|  | 7966 | 0 | 9753.3333
|  | 7967 | 0 | 9753.3333
|  | 7968 | 0 | 9753.3333
|  | 7969 | 0 | 9753.3333
|  | 7970 | 0 | 9753.3333
|  | 7971 | 0 | 9753.3333
|  | 7972 | 0 | 9753.3333
|  | 7973 | 0 | 9753.3333
|  | 7974 | 0 | 9753.3333
|  | 7975 | 0 | 9753.3333
|  | 7976 | 0 | 9753.3333
|  | 7977 | 0 | 9753.3333
|  | 7978 | 0 | 9753.3333
|  | 7979 | 0 | 9753.3333
|  | 7980 | 0 | 9753.3333
|  | 7981 | 0 | 9753.3333
|  | 7982 | 0 | 9753.3333
|  | 7983 | 0 | 9753.3333
|  | 7984 | 0 | 9753.3333
|  | 7985 | 0 | 9753.3333
|  | 7986 | 0 | 9753.3333
|  | 7987 | 0 | 9753.3333
|  | 7988 | 0 | 9753.3333
|  | 7989 | 0 | 9753.3333
|  | 7990 | 0 | 9753.3333
|  | 7991 | 0 | 9753.3333
|  | 7992 | 0 | 9753.3333
|  | 7993 | 0 | 6966.6667
|  | 7994 | 0 | 6966.6667
|  | 7995 | 0 | 6966.6667
|  | 7996 | 0 | 6966.6667
|  | 7997 | 0 | 6966.6667
|  | 7998 | 0 | 6966.6667
|  | 7999 | 0 | 6966.6667
|  | 8000 | 0 | 6966.6667
|  | 8001 | 0 | 6966.6667
|  | 8002 | 0 | 6966.6667
|  | 8003 | 0 | 6966.6667
|  | 8004 | 0 | 6966.6667
|  | 8005 | 0 | 6966.6667
|  | 8006 | 0 | 6966.6667
|  | 8007 | 0 | 6966.6667
|  | 8008 | 0 | 6966.6667
|  | 8009 | 0 | 6966.6667
|  | 8010 | 0 | 6966.6667
|  | 8011 | 0 | 6966.6667
|  | 8012 | 0 | 6966.6667
|  | 8013 | 0 | 6966.6667
|  | 8014 | 0 | 6966.6667
|  | 8015 | 0 | 6966.6667
|  | 8016 | 0 | 6966.6667
|  | 8017 | 0 | 9753.3333
|  | 8018 | 0 | 9753.3333
|  | 8019 | 0 | 9753.3333
|  | 8020 | 0 | 9753.3333
|  | 8021 | 0 | 9753.3333
|  | 8022 | 0 | 9753.3333
|  | 8023 | 0 | 9753.3333
|  | 8024 | 0 | 9753.3333
|  | 8025 | 0 | 9753.3333
|  | 8026 | 0 | 9753.3333
|  | 8027 | 0 | 9753.3333
|  | 8028 | 0 | 9753.3333
|  | 8029 | 0 | 9753.3333
|  | 8030 | 0 | 9753.3333
|  | 8031 | 0 | 9753.3333
|  | 8032 | 0 | 9753.3333
|  | 8033 | 0 | 9753.3333
|  | 8034 | 0 | 9753.3333
|  | 8035 | 0 | 9753.3333
|  | 8036 | 0 | 9753.3333
|  | 8037 | 0 | 9753.3333
|  | 8038 | 0 | 9753.3333
|  | 8039 | 0 | 9753.3333
|  | 8040 | 0 | 9753.3333
|  | 8041 | 0 | 9753.3333
|  | 8042 | 0 | 9753.3333
|  | 8043 | 0 | 9753.3333
|  | 8044 | 0 | 9753.3333
|  | 8045 | 0 | 9753.3333
|  | 8046 | 0 | 9753.3333
|  | 8047 | 0 | 9753.3333
|  | 8048 | 0 | 9753.3333
|  | 8049 | 0 | 9753.3333
|  | 8050 | 0 | 9753.3333
|  | 8051 | 0 | 9753.3333
|  | 8052 | 0 | 9753.3333
|  | 8053 | 0 | 9753.3333
|  | 8054 | 0 | 9753.3333
|  | 8055 | 0 | 9753.3333
|  | 8056 | 0 | 9753.3333
|  | 8057 | 0 | 9753.3333
|  | 8058 | 0 | 9753.3333
|  | 8059 | 0 | 9753.3333
|  | 8060 | 0 | 9753.3333
|  | 8061 | 0 | 9753.3333
|  | 8062 | 0 | 9753.3333
|  | 8063 | 0 | 9753.3333
|  | 8064 | 0 | 9753.3333
|  | 8065 | 0 | 9753.3333
|  | 8066 | 0 | 9753.3333
|  | 8067 | 0 | 9753.3333
|  | 8068 | 0 | 9753.3333
|  | 8069 | 0 | 9753.3333
|  | 8070 | 0 | 9753.3333
|  | 8071 | 0 | 9753.3333
|  | 8072 | 0 | 9753.3333
|  | 8073 | 0 | 9753.3333
|  | 8074 | 0 | 9753.3333
|  | 8075 | 0 | 9753.3333
|  | 8076 | 0 | 9753.3333
|  | 8077 | 0 | 9753.3333
|  | 8078 | 0 | 9753.3333
|  | 8079 | 0 | 9753.3333
|  | 8080 | 0 | 9753.3333
|  | 8081 | 0 | 9753.3333
|  | 8082 | 0 | 9753.3333
|  | 8083 | 0 | 9753.3333
|  | 8084 | 0 | 9753.3333
|  | 8085 | 0 | 9753.3333
|  | 8086 | 0 | 9753.3333
|  | 8087 | 0 | 9753.3333
|  | 8088 | 0 | 9753.3333
|  | 8089 | 0 | 9753.3333
|  | 8090 | 0 | 9753.3333
|  | 8091 | 0 | 9753.3333
|  | 8092 | 0 | 9753.3333
|  | 8093 | 0 | 9753.3333
|  | 8094 | 0 | 9753.3333
|  | 8095 | 0 | 9753.3333
|  | 8096 | 0 | 9753.3333
|  | 8097 | 0 | 9753.3333
|  | 8098 | 0 | 9753.3333
|  | 8099 | 0 | 9753.3333
|  | 8100 | 0 | 9753.3333
|  | 8101 | 0 | 9753.3333
|  | 8102 | 0 | 9753.3333
|  | 8103 | 0 | 9753.3333
|  | 8104 | 0 | 9753.3333
|  | 8105 | 0 | 9753.3333
|  | 8106 | 0 | 9753.3333
|  | 8107 | 0 | 9753.3333
|  | 8108 | 0 | 9753.3333
|  | 8109 | 0 | 9753.3333
|  | 8110 | 0 | 9753.3333
|  | 8111 | 0 | 9753.3333
|  | 8112 | 0 | 9753.3333
|  | 8113 | 0 | 9753.3333
|  | 8114 | 0 | 9753.3333
|  | 8115 | 0 | 9753.3333
|  | 8116 | 0 | 9753.3333
|  | 8117 | 0 | 9753.3333
|  | 8118 | 0 | 9753.3333
|  | 8119 | 0 | 9753.3333
|  | 8120 | 0 | 9753.3333
|  | 8121 | 0 | 9753.3333
|  | 8122 | 0 | 9753.3333
|  | 8123 | 0 | 9753.3333
|  | 8124 | 0 | 9753.3333
|  | 8125 | 0 | 9753.3333
|  | 8126 | 0 | 9753.3333
|  | 8127 | 0 | 9753.3333
|  | 8128 | 0 | 9753.3333
|  | 8129 | 0 | 9753.3333
|  | 8130 | 0 | 9753.3333
|  | 8131 | 0 | 9753.3333
|  | 8132 | 0 | 9753.3333
|  | 8133 | 0 | 9753.3333
|  | 8134 | 0 | 9753.3333
|  | 8135 | 0 | 9753.3333
|  | 8136 | 0 | 9753.3333
|  | 8137 | 0 | 6966.6667
|  | 8138 | 0 | 6966.6667
|  | 8139 | 0 | 6966.6667
|  | 8140 | 0 | 6966.6667
|  | 8141 | 0 | 6966.6667
|  | 8142 | 0 | 6966.6667
|  | 8143 | 0 | 6966.6667
|  | 8144 | 0 | 6966.6667
|  | 8145 | 0 | 6966.6667
|  | 8146 | 0 | 6966.6667
|  | 8147 | 0 | 6966.6667
|  | 8148 | 0 | 6966.6667
|  | 8149 | 0 | 6966.6667
|  | 8150 | 0 | 6966.6667
|  | 8151 | 0 | 6966.6667
|  | 8152 | 0 | 6966.6667
|  | 8153 | 0 | 6966.6667
|  | 8154 | 0 | 6966.6667
|  | 8155 | 0 | 6966.6667
|  | 8156 | 0 | 6966.6667
|  | 8157 | 0 | 6966.6667
|  | 8158 | 0 | 6966.6667
|  | 8159 | 0 | 6966.6667
|  | 8160 | 0 | 6966.6667
|  | 8161 | 0 | 6966.6667
|  | 8162 | 0 | 6966.6667
|  | 8163 | 0 | 6966.6667
|  | 8164 | 0 | 6966.6667
|  | 8165 | 0 | 6966.6667
|  | 8166 | 0 | 6966.6667
|  | 8167 | 0 | 6966.6667
|  | 8168 | 0 | 6966.6667
|  | 8169 | 0 | 6966.6667
|  | 8170 | 0 | 6966.6667
|  | 8171 | 0 | 6966.6667
|  | 8172 | 0 | 6966.6667
|  | 8173 | 0 | 6966.6667
|  | 8174 | 0 | 6966.6667
|  | 8175 | 0 | 6966.6667
|  | 8176 | 0 | 6966.6667
|  | 8177 | 0 | 6966.6667
|  | 8178 | 0 | 6966.6667
|  | 8179 | 0 | 6966.6667
|  | 8180 | 0 | 6966.6667
|  | 8181 | 0 | 6966.6667
|  | 8182 | 0 | 6966.6667
|  | 8183 | 0 | 6966.6667
|  | 8184 | 0 | 6966.6667
|  | 8185 | 0 | 6966.6667
|  | 8186 | 0 | 6966.6667
|  | 8187 | 0 | 6966.6667
|  | 8188 | 0 | 6966.6667
|  | 8189 | 0 | 6966.6667
|  | 8190 | 0 | 6966.6667
|  | 8191 | 0 | 6966.6667
|  | 8192 | 0 | 6966.6667
|  | 8193 | 0 | 6966.6667
|  | 8194 | 0 | 6966.6667
|  | 8195 | 0 | 6966.6667
|  | 8196 | 0 | 6966.6667
|  | 8197 | 0 | 6966.6667
|  | 8198 | 0 | 6966.6667
|  | 8199 | 0 | 6966.6667
|  | 8200 | 0 | 6966.6667
|  | 8201 | 0 | 6966.6667
|  | 8202 | 0 | 6966.6667
|  | 8203 | 0 | 6966.6667
|  | 8204 | 0 | 6966.6667
|  | 8205 | 0 | 6966.6667
|  | 8206 | 0 | 6966.6667
|  | 8207 | 0 | 6966.6667
|  | 8208 | 0 | 6966.6667
|  | 8209 | 0 | 9753.3333
|  | 8210 | 0 | 9753.3333
|  | 8211 | 0 | 9753.3333
|  | 8212 | 0 | 9753.3333
|  | 8213 | 0 | 9753.3333
|  | 8214 | 0 | 9753.3333
|  | 8215 | 0 | 9753.3333
|  | 8216 | 0 | 9753.3333
|  | 8217 | 0 | 9753.3333
|  | 8218 | 0 | 9753.3333
|  | 8219 | 0 | 9753.3333
|  | 8220 | 0 | 9753.3333
|  | 8221 | 0 | 9753.3333
|  | 8222 | 0 | 9753.3333
|  | 8223 | 0 | 9753.3333
|  | 8224 | 0 | 9753.3333
|  | 8225 | 0 | 9753.3333
|  | 8226 | 0 | 9753.3333
|  | 8227 | 0 | 9753.3333
|  | 8228 | 0 | 9753.3333
|  | 8229 | 0 | 9753.3333
|  | 8230 | 0 | 9753.3333
|  | 8231 | 0 | 9753.3333
|  | 8232 | 0 | 9753.3333
|  | 8233 | 0 | 9753.3333
|  | 8234 | 0 | 9753.3333
|  | 8235 | 0 | 9753.3333
|  | 8236 | 0 | 9753.3333
|  | 8237 | 0 | 9753.3333
|  | 8238 | 0 | 9753.3333
|  | 8239 | 0 | 9753.3333
|  | 8240 | 0 | 9753.3333
|  | 8241 | 0 | 9753.3333
|  | 8242 | 0 | 9753.3333
|  | 8243 | 0 | 9753.3333
|  | 8244 | 0 | 9753.3333
|  | 8245 | 0 | 9753.3333
|  | 8246 | 0 | 9753.3333
|  | 8247 | 0 | 9753.3333
|  | 8248 | 0 | 9753.3333
|  | 8249 | 0 | 9753.3333
|  | 8250 | 0 | 9753.3333
|  | 8251 | 0 | 9753.3333
|  | 8252 | 0 | 9753.3333
|  | 8253 | 0 | 9753.3333
|  | 8254 | 0 | 9753.3333
|  | 8255 | 0 | 9753.3333
|  | 8256 | 0 | 9753.3333
|  | 8257 | 0 | 9753.3333
|  | 8258 | 0 | 9753.3333
|  | 8259 | 0 | 9753.3333
|  | 8260 | 0 | 9753.3333
|  | 8261 | 0 | 9753.3333
|  | 8262 | 0 | 9753.3333
|  | 8263 | 0 | 9753.3333
|  | 8264 | 0 | 9753.3333
|  | 8265 | 0 | 9753.3333
|  | 8266 | 0 | 9753.3333
|  | 8267 | 0 | 9753.3333
|  | 8268 | 0 | 9753.3333
|  | 8269 | 0 | 9753.3333
|  | 8270 | 0 | 9753.3333
|  | 8271 | 0 | 9753.3333
|  | 8272 | 0 | 9753.3333
|  | 8273 | 0 | 9753.3333
|  | 8274 | 0 | 9753.3333
|  | 8275 | 0 | 9753.3333
|  | 8276 | 0 | 9753.3333
|  | 8277 | 0 | 9753.3333
|  | 8278 | 0 | 9753.3333
|  | 8279 | 0 | 9753.3333
|  | 8280 | 0 | 9753.3333
|  | 8281 | 0 | 9753.3333
|  | 8282 | 0 | 9753.3333
|  | 8283 | 0 | 9753.3333
|  | 8284 | 0 | 9753.3333
|  | 8285 | 0 | 9753.3333
|  | 8286 | 0 | 9753.3333
|  | 8287 | 0 | 9753.3333
|  | 8288 | 0 | 9753.3333
|  | 8289 | 0 | 9753.3333
|  | 8290 | 0 | 9753.3333
|  | 8291 | 0 | 9753.3333
|  | 8292 | 0 | 9753.3333
|  | 8293 | 0 | 9753.3333
|  | 8294 | 0 | 9753.3333
|  | 8295 | 0 | 9753.3333
|  | 8296 | 0 | 9753.3333
|  | 8297 | 0 | 9753.3333
|  | 8298 | 0 | 9753.3333
|  | 8299 | 0 | 9753.3333
|  | 8300 | 0 | 9753.3333
|  | 8301 | 0 | 9753.3333
|  | 8302 | 0 | 9753.3333
|  | 8303 | 0 | 9753.3333
|  | 8304 | 0 | 9753.3333
|  | 8305 | 0 | 9753.3333
|  | 8306 | 0 | 9753.3333
|  | 8307 | 0 | 9753.3333
|  | 8308 | 0 | 9753.3333
|  | 8309 | 0 | 9753.3333
|  | 8310 | 0 | 9753.3333
|  | 8311 | 0 | 9753.3333
|  | 8312 | 0 | 9753.3333
|  | 8313 | 0 | 9753.3333
|  | 8314 | 0 | 9753.3333
|  | 8315 | 0 | 9753.3333
|  | 8316 | 0 | 9753.3333
|  | 8317 | 0 | 9753.3333
|  | 8318 | 0 | 9753.3333
|  | 8319 | 0 | 9753.3333
|  | 8320 | 0 | 9753.3333
|  | 8321 | 0 | 9753.3333
|  | 8322 | 0 | 9753.3333
|  | 8323 | 0 | 9753.3333
|  | 8324 | 0 | 9753.3333
|  | 8325 | 0 | 9753.3333
|  | 8326 | 0 | 9753.3333
|  | 8327 | 0 | 9753.3333
|  | 8328 | 0 | 9753.3333
|  | 8329 | 0 | 9753.3333
|  | 8330 | 0 | 9753.3333
|  | 8331 | 0 | 9753.3333
|  | 8332 | 0 | 9753.3333
|  | 8333 | 0 | 9753.3333
|  | 8334 | 0 | 9753.3333
|  | 8335 | 0 | 9753.3333
|  | 8336 | 0 | 9753.3333
|  | 8337 | 0 | 9753.3333
|  | 8338 | 0 | 9753.3333
|  | 8339 | 0 | 9753.3333
|  | 8340 | 0 | 9753.3333
|  | 8341 | 0 | 9753.3333
|  | 8342 | 0 | 9753.3333
|  | 8343 | 0 | 9753.3333
|  | 8344 | 0 | 9753.3333
|  | 8345 | 0 | 9753.3333
|  | 8346 | 0 | 9753.3333
|  | 8347 | 0 | 9753.3333
|  | 8348 | 0 | 9753.3333
|  | 8349 | 0 | 9753.3333
|  | 8350 | 0 | 9753.3333
|  | 8351 | 0 | 9753.3333
|  | 8352 | 0 | 9753.3333
|  | 8353 | 0 | 9753.3333
|  | 8354 | 0 | 9753.3333
|  | 8355 | 0 | 9753.3333
|  | 8356 | 0 | 9753.3333
|  | 8357 | 0 | 9753.3333
|  | 8358 | 0 | 9753.3333
|  | 8359 | 0 | 9753.3333
|  | 8360 | 0 | 9753.3333
|  | 8361 | 0 | 9753.3333
|  | 8362 | 0 | 9753.3333
|  | 8363 | 0 | 9753.3333
|  | 8364 | 0 | 9753.3333
|  | 8365 | 0 | 9753.3333
|  | 8366 | 0 | 9753.3333
|  | 8367 | 0 | 9753.3333
|  | 8368 | 0 | 9753.3333
|  | 8369 | 0 | 9753.3333
|  | 8370 | 0 | 9753.3333
|  | 8371 | 0 | 9753.3333
|  | 8372 | 0 | 9753.3333
|  | 8373 | 0 | 9753.3333
|  | 8374 | 0 | 9753.3333
|  | 8375 | 0 | 9753.3333
|  | 8376 | 0 | 9753.3333
|  | 8377 | 0 | 9753.3333
|  | 8378 | 0 | 9753.3333
|  | 8379 | 0 | 9753.3333
|  | 8380 | 0 | 9753.3333
|  | 8381 | 0 | 9753.3333
|  | 8382 | 0 | 9753.3333
|  | 8383 | 0 | 9753.3333
|  | 8384 | 0 | 9753.3333
|  | 8385 | 0 | 9753.3333
|  | 8386 | 0 | 9753.3333
|  | 8387 | 0 | 9753.3333
|  | 8388 | 0 | 9753.3333
|  | 8389 | 0 | 9753.3333
|  | 8390 | 0 | 9753.3333
|  | 8391 | 0 | 9753.3333
|  | 8392 | 0 | 9753.3333
|  | 8393 | 0 | 9753.3333
|  | 8394 | 0 | 9753.3333
|  | 8395 | 0 | 9753.3333
|  | 8396 | 0 | 9753.3333
|  | 8397 | 0 | 9753.3333
|  | 8398 | 0 | 9753.3333
|  | 8399 | 0 | 9753.3333
|  | 8400 | 0 | 9753.3333
|  | 8401 | 0 | 9753.3333
|  | 8402 | 0 | 9753.3333
|  | 8403 | 0 | 9753.3333
|  | 8404 | 0 | 9753.3333
|  | 8405 | 0 | 9753.3333
|  | 8406 | 0 | 9753.3333
|  | 8407 | 0 | 9753.3333
|  | 8408 | 0 | 9753.3333
|  | 8409 | 0 | 9753.3333
|  | 8410 | 0 | 9753.3333
|  | 8411 | 0 | 9753.3333
|  | 8412 | 0 | 9753.3333
|  | 8413 | 0 | 9753.3333
|  | 8414 | 0 | 9753.3333
|  | 8415 | 0 | 9753.3333
|  | 8416 | 0 | 9753.3333
|  | 8417 | 0 | 9753.3333
|  | 8418 | 0 | 9753.3333
|  | 8419 | 0 | 9753.3333
|  | 8420 | 0 | 9753.3333
|  | 8421 | 0 | 9753.3333
|  | 8422 | 0 | 9753.3333
|  | 8423 | 0 | 9753.3333
|  | 8424 | 0 | 9753.3333
|  | 8425 | 0 | 9753.3333
|  | 8426 | 0 | 9753.3333
|  | 8427 | 0 | 9753.3333
|  | 8428 | 0 | 9753.3333
|  | 8429 | 0 | 9753.3333
|  | 8430 | 0 | 9753.3333
|  | 8431 | 0 | 9753.3333
|  | 8432 | 0 | 9753.3333
|  | 8433 | 0 | 9753.3333
|  | 8434 | 0 | 9753.3333
|  | 8435 | 0 | 9753.3333
|  | 8436 | 0 | 9753.3333
|  | 8437 | 0 | 9753.3333
|  | 8438 | 0 | 9753.3333
|  | 8439 | 0 | 9753.3333
|  | 8440 | 0 | 9753.3333
|  | 8441 | 0 | 9753.3333
|  | 8442 | 0 | 9753.3333
|  | 8443 | 0 | 9753.3333
|  | 8444 | 0 | 9753.3333
|  | 8445 | 0 | 9753.3333
|  | 8446 | 0 | 9753.3333
|  | 8447 | 0 | 9753.3333
|  | 8448 | 0 | 9753.3333
|  | 8449 | 0 | 9753.3333
|  | 8450 | 0 | 9753.3333
|  | 8451 | 0 | 9753.3333
|  | 8452 | 0 | 9753.3333
|  | 8453 | 0 | 9753.3333
|  | 8454 | 0 | 9753.3333
|  | 8455 | 0 | 9753.3333
|  | 8456 | 0 | 9753.3333
|  | 8457 | 0 | 9753.3333
|  | 8458 | 0 | 9753.3333
|  | 8459 | 0 | 9753.3333
|  | 8460 | 0 | 9753.3333
|  | 8461 | 0 | 9753.3333
|  | 8462 | 0 | 9753.3333
|  | 8463 | 0 | 9753.3333
|  | 8464 | 0 | 9753.3333
|  | 8465 | 0 | 9753.3333
|  | 8466 | 0 | 9753.3333
|  | 8467 | 0 | 9753.3333
|  | 8468 | 0 | 9753.3333
|  | 8469 | 0 | 9753.3333
|  | 8470 | 0 | 9753.3333
|  | 8471 | 0 | 9753.3333
|  | 8472 | 0 | 9753.3333
|  | 8473 | 0 | 9753.3333
|  | 8474 | 0 | 9753.3333
|  | 8475 | 0 | 9753.3333
|  | 8476 | 0 | 9753.3333
|  | 8477 | 0 | 9753.3333
|  | 8478 | 0 | 9753.3333
|  | 8479 | 0 | 9753.3333
|  | 8480 | 0 | 9753.3333
|  | 8481 | 0 | 9753.3333
|  | 8482 | 0 | 9753.3333
|  | 8483 | 0 | 9753.3333
|  | 8484 | 0 | 9753.3333
|  | 8485 | 0 | 9753.3333
|  | 8486 | 0 | 9753.3333
|  | 8487 | 0 | 9753.3333
|  | 8488 | 0 | 9753.3333
|  | 8489 | 0 | 9753.3333
|  | 8490 | 0 | 9753.3333
|  | 8491 | 0 | 9753.3333
|  | 8492 | 0 | 9753.3333
|  | 8493 | 0 | 9753.3333
|  | 8494 | 0 | 9753.3333
|  | 8495 | 0 | 9753.3333
|  | 8496 | 0 | 9753.3333
|  | 8497 | 0 | 9753.3333
|  | 8498 | 0 | 9753.3333
|  | 8499 | 0 | 9753.3333
|  | 8500 | 0 | 9753.3333
|  | 8501 | 0 | 9753.3333
|  | 8502 | 0 | 9753.3333
|  | 8503 | 0 | 9753.3333
|  | 8504 | 0 | 9753.3333
|  | 8505 | 0 | 9753.3333
|  | 8506 | 0 | 9753.3333
|  | 8507 | 0 | 9753.3333
|  | 8508 | 0 | 9753.3333
|  | 8509 | 0 | 9753.3333
|  | 8510 | 0 | 9753.3333
|  | 8511 | 0 | 9753.3333
|  | 8512 | 0 | 9753.3333
|  | 8513 | 0 | 9753.3333
|  | 8514 | 0 | 9753.3333
|  | 8515 | 0 | 9753.3333
|  | 8516 | 0 | 9753.3333
|  | 8517 | 0 | 9753.3333
|  | 8518 | 0 | 9753.3333
|  | 8519 | 0 | 9753.3333
|  | 8520 | 0 | 9753.3333
|  | 8521 | 0 | 6966.6667
|  | 8522 | 0 | 6966.6667
|  | 8523 | 0 | 6966.6667
|  | 8524 | 0 | 6966.6667
|  | 8525 | 0 | 6966.6667
|  | 8526 | 0 | 6966.6667
|  | 8527 | 0 | 6966.6667
|  | 8528 | 0 | 6966.6667
|  | 8529 | 0 | 6966.6667
|  | 8530 | 0 | 6966.6667
|  | 8531 | 0 | 6966.6667
|  | 8532 | 0 | 6966.6667
|  | 8533 | 0 | 6966.6667
|  | 8534 | 0 | 6966.6667
|  | 8535 | 0 | 6966.6667
|  | 8536 | 0 | 6966.6667
|  | 8537 | 0 | 6966.6667
|  | 8538 | 0 | 6966.6667
|  | 8539 | 0 | 6966.6667
|  | 8540 | 0 | 6966.6667
|  | 8541 | 0 | 6966.6667
|  | 8542 | 0 | 6966.6667
|  | 8543 | 0 | 6966.6667
|  | 8544 | 0 | 6966.6667
|  | 8545 | 0 | 9753.3333
|  | 8546 | 0 | 9753.3333
|  | 8547 | 0 | 9753.3333
|  | 8548 | 0 | 9753.3333
|  | 8549 | 0 | 9753.3333
|  | 8550 | 0 | 9753.3333
|  | 8551 | 0 | 9753.3333
|  | 8552 | 0 | 9753.3333
|  | 8553 | 0 | 9753.3333
|  | 8554 | 0 | 9753.3333
|  | 8555 | 0 | 9753.3333
|  | 8556 | 0 | 9753.3333
|  | 8557 | 0 | 9753.3333
|  | 8558 | 0 | 9753.3333
|  | 8559 | 0 | 9753.3333
|  | 8560 | 0 | 9753.3333
|  | 8561 | 0 | 9753.3333
|  | 8562 | 0 | 9753.3333
|  | 8563 | 0 | 9753.3333
|  | 8564 | 0 | 9753.3333
|  | 8565 | 0 | 9753.3333
|  | 8566 | 0 | 9753.3333
|  | 8567 | 0 | 9753.3333
|  | 8568 | 0 | 9753.3333
|  | 8569 | 0 | 9753.3333
|  | 8570 | 0 | 9753.3333
|  | 8571 | 0 | 9753.3333
|  | 8572 | 0 | 9753.3333
|  | 8573 | 0 | 9753.3333
|  | 8574 | 0 | 9753.3333
|  | 8575 | 0 | 9753.3333
|  | 8576 | 0 | 9753.3333
|  | 8577 | 0 | 9753.3333
|  | 8578 | 0 | 9753.3333
|  | 8579 | 0 | 9753.3333
|  | 8580 | 0 | 9753.3333
|  | 8581 | 0 | 9753.3333
|  | 8582 | 0 | 9753.3333
|  | 8583 | 0 | 9753.3333
|  | 8584 | 0 | 9753.3333
|  | 8585 | 0 | 9753.3333
|  | 8586 | 0 | 9753.3333
|  | 8587 | 0 | 9753.3333
|  | 8588 | 0 | 9753.3333
|  | 8589 | 0 | 9753.3333
|  | 8590 | 0 | 9753.3333
|  | 8591 | 0 | 9753.3333
|  | 8592 | 0 | 9753.3333
|  | 8593 | 0 | 9753.3333
|  | 8594 | 0 | 9753.3333
|  | 8595 | 0 | 9753.3333
|  | 8596 | 0 | 9753.3333
|  | 8597 | 0 | 9753.3333
|  | 8598 | 0 | 9753.3333
|  | 8599 | 0 | 9753.3333
|  | 8600 | 0 | 9753.3333
|  | 8601 | 0 | 9753.3333
|  | 8602 | 0 | 9753.3333
|  | 8603 | 0 | 9753.3333
|  | 8604 | 0 | 9753.3333
|  | 8605 | 0 | 9753.3333
|  | 8606 | 0 | 9753.3333
|  | 8607 | 0 | 9753.3333
|  | 8608 | 0 | 9753.3333
|  | 8609 | 0 | 9753.3333
|  | 8610 | 0 | 9753.3333
|  | 8611 | 0 | 9753.3333
|  | 8612 | 0 | 9753.3333
|  | 8613 | 0 | 9753.3333
|  | 8614 | 0 | 9753.3333
|  | 8615 | 0 | 9753.3333
|  | 8616 | 0 | 9753.3333
|  | 8617 | 0 | 9753.3333
|  | 8618 | 0 | 9753.3333
|  | 8619 | 0 | 9753.3333
|  | 8620 | 0 | 9753.3333
|  | 8621 | 0 | 9753.3333
|  | 8622 | 0 | 9753.3333
|  | 8623 | 0 | 9753.3333
|  | 8624 | 0 | 9753.3333
|  | 8625 | 0 | 9753.3333
|  | 8626 | 0 | 9753.3333
|  | 8627 | 0 | 9753.3333
|  | 8628 | 0 | 9753.3333
|  | 8629 | 0 | 9753.3333
|  | 8630 | 0 | 9753.3333
|  | 8631 | 0 | 9753.3333
|  | 8632 | 0 | 9753.3333
|  | 8633 | 0 | 9753.3333
|  | 8634 | 0 | 9753.3333
|  | 8635 | 0 | 9753.3333
|  | 8636 | 0 | 9753.3333
|  | 8637 | 0 | 9753.3333
|  | 8638 | 0 | 9753.3333
|  | 8639 | 0 | 9753.3333
|  | 8640 | 0 | 9753.3333
|  | 8641 | 0 | 9753.3333
|  | 8642 | 0 | 9753.3333
|  | 8643 | 0 | 9753.3333
|  | 8644 | 0 | 9753.3333
|  | 8645 | 0 | 9753.3333
|  | 8646 | 0 | 9753.3333
|  | 8647 | 0 | 9753.3333
|  | 8648 | 0 | 9753.3333
|  | 8649 | 0 | 9753.3333
|  | 8650 | 0 | 9753.3333
|  | 8651 | 0 | 9753.3333
|  | 8652 | 0 | 9753.3333
|  | 8653 | 0 | 9753.3333
|  | 8654 | 0 | 9753.3333
|  | 8655 | 0 | 9753.3333
|  | 8656 | 0 | 9753.3333
|  | 8657 | 0 | 9753.3333
|  | 8658 | 0 | 9753.3333
|  | 8659 | 0 | 9753.3333
|  | 8660 | 0 | 9753.3333
|  | 8661 | 0 | 9753.3333
|  | 8662 | 0 | 9753.3333
|  | 8663 | 0 | 9753.3333
|  | 8664 | 0 | 9753.3333
|  | 8665 | 0 | 9753.3333
|  | 8666 | 0 | 9753.3333
|  | 8667 | 0 | 9753.3333
|  | 8668 | 0 | 9753.3333
|  | 8669 | 0 | 9753.3333
|  | 8670 | 0 | 9753.3333
|  | 8671 | 0 | 9753.3333
|  | 8672 | 0 | 9753.3333
|  | 8673 | 0 | 9753.3333
|  | 8674 | 0 | 9753.3333
|  | 8675 | 0 | 9753.3333
|  | 8676 | 0 | 9753.3333
|  | 8677 | 0 | 9753.3333
|  | 8678 | 0 | 9753.3333
|  | 8679 | 0 | 9753.3333
|  | 8680 | 0 | 9753.3333
|  | 8681 | 0 | 9753.3333
|  | 8682 | 0 | 9753.3333
|  | 8683 | 0 | 9753.3333
|  | 8684 | 0 | 9753.3333
|  | 8685 | 0 | 9753.3333
|  | 8686 | 0 | 9753.3333
|  | 8687 | 0 | 9753.3333
|  | 8688 | 0 | 9753.3333
|  | 8689 | 0 | 9753.3333
|  | 8690 | 0 | 9753.3333
|  | 8691 | 0 | 9753.3333
|  | 8692 | 0 | 9753.3333
|  | 8693 | 0 | 9753.3333
|  | 8694 | 0 | 9753.3333
|  | 8695 | 0 | 9753.3333
|  | 8696 | 0 | 9753.3333
|  | 8697 | 0 | 9753.3333
|  | 8698 | 0 | 9753.3333
|  | 8699 | 0 | 9753.3333
|  | 8700 | 0 | 9753.3333
|  | 8701 | 0 | 9753.3333
|  | 8702 | 0 | 9753.3333
|  | 8703 | 0 | 9753.3333
|  | 8704 | 0 | 9753.3333
|  | 8705 | 0 | 9753.3333
|  | 8706 | 0 | 9753.3333
|  | 8707 | 0 | 9753.3333
|  | 8708 | 0 | 9753.3333
|  | 8709 | 0 | 9753.3333
|  | 8710 | 0 | 9753.3333
|  | 8711 | 0 | 9753.3333
|  | 8712 | 0 | 9753.3333
|  | 8713 | 0 | 9753.3333
|  | 8714 | 0 | 9753.3333
|  | 8715 | 0 | 9753.3333
|  | 8716 | 0 | 9753.3333
|  | 8717 | 0 | 9753.3333
|  | 8718 | 0 | 9753.3333
|  | 8719 | 0 | 9753.3333
|  | 8720 | 0 | 9753.3333
|  | 8721 | 0 | 9753.3333
|  | 8722 | 0 | 9753.3333
|  | 8723 | 0 | 9753.3333
|  | 8724 | 0 | 9753.3333
|  | 8725 | 0 | 9753.3333
|  | 8726 | 0 | 9753.3333
|  | 8727 | 0 | 9753.3333
|  | 8728 | 0 | 9753.3333
|  | 8729 | 0 | 9753.3333
|  | 8730 | 0 | 9753.3333
|  | 8731 | 0 | 9753.3333
|  | 8732 | 0 | 9753.3333
|  | 8733 | 0 | 9753.3333
|  | 8734 | 0 | 9753.3333
|  | 8735 | 0 | 9753.3333
|  | 8736 | 0 | 9753.3333
|  | 8737 | 0 | 9753.3333
|  | 8738 | 0 | 9753.3333
|  | 8739 | 0 | 9753.3333
|  | 8740 | 0 | 9753.3333
|  | 8741 | 0 | 9753.3333
|  | 8742 | 0 | 9753.3333
|  | 8743 | 0 | 9753.3333
|  | 8744 | 0 | 9753.3333
|  | 8745 | 0 | 9753.3333
|  | 8746 | 0 | 9753.3333
|  | 8747 | 0 | 9753.3333
|  | 8748 | 0 | 9753.3333
|  | 8749 | 0 | 9753.3333
|  | 8750 | 0 | 9753.3333
|  | 8751 | 0 | 9753.3333
|  | 8752 | 0 | 9753.3333
|  | 8753 | 0 | 9753.3333
|  | 8754 | 0 | 9753.3333
|  | 8755 | 0 | 9753.3333
|  | 8756 | 0 | 9753.3333
|  | 8757 | 0 | 9753.3333
|  | 8758 | 0 | 9753.3333
|  | 8759 | 0 | 9753.3333
|  | 8760 | 0 | 9753.3333

## df_Buildings
Hub | id_building | egid | id_class | class | ratio | status | period | n_p | ERA | SolarRoofArea | area_facade_m2 | height_m | count_floor | source_heating | source_hotwater | U_h | HeatCapacity | T_comfort_min_0 | Th_supply_0 | Th_return_0 | Tc_supply_0 | Tc_return_0 | x | y | z | geometry | transformer | energy_heating_signature_kWh_y | energy_cooling_signature_kWh_y | energy_hotwater_signature_kWh_y | energy_el_kWh_y | roof_annual_irr_kWh_y | facade_annual_irr_kWh_y
Building1 | 1016 | 2034144/2034143/2749579/2034146/2034145 | II/II/II/II/II | Residential | 0.19780219780219782/0.20329670329670332/0.20329670329670332/0.19780219780219782/0.19780219780219782 | ['existing', 'existing', 'existing', 'existing', 'existing', 'existing', 'existing', 'existing', 'existing', 'existing'] | 1991-2000 | 55.4683 | 1015.56 | 490.7573 | 3400.5 | 7.89 | 3 | District heat/Oil | Electricity/Oil | 0.00152 | 119.4 | 20 | 65 | 50 | 12 | 17 | 2488444.0357 | 1112209.249 | 424.62 | POLYGON ((2488430.175006527 1112214.0150000001, 2488430.1750000003 1112214.0150000001, 2488430.1750000003 1112214.0150000004, 2488430.175 1112214.015, 2488430.1395190456 1112214.059933457, 2488426.191 1112219.059993472, 2488426.191 1112219.0599999998, 2488426.1910009533 1112219.0600000455, 2488426.1910018977 1112219.0600001817, 2488426.1910028253 1112219.0600004073, 2488426.191003727 1112219.0600007202, 2488426.1910045943 1112219.0600011176, 2488426.19100542 1112219.0600015959, 2488426.191006196 1112219.060002151, 2488428.3632291304 1112220.7748100485, 2488432.5638 1112224.0913, 2488435.9975177245 1112226.8013637627, 2488437.8009934714 1112228.2249999999, 2488437.801 1112228.2249999999, 2488437.8010000456 1112228.224999047, 2488437.8010001816 1112228.2249981023, 2488437.8010004074 1112228.224997175, 2488437.8010007204 1112228.2249962734, 2488437.801001118 1112228.2249954056, 2488437.8010015963 1112228.22499458, 2488437.8010021513 1112228.2249938035, 2488437.8011134802 1112228.2248527894, 2488437.8013 1112228.225, 2488445.87725896 1112217.9952451694, 2488456.545 1112204.4830065286, 2488456.545 1112204.483, 2488456.5449990467 1112204.4829999544, 2488456.544998102 1112204.4829998182, 2488456.5449971748 1112204.4829995926, 2488456.5449962732 1112204.4829992796, 2488456.5449954052 1112204.482998882, 2488456.5449945796 1112204.4829984035, 2488456.5449938034 1112204.4829978484, 2488456.544755503 1112204.482809702, 2488456.545 1112204.4825, 2488451.3089 1112200.3487, 2488444.9363 1112195.3175, 2488440.9975 1112200.3063, 2488441.640922639 1112200.8144670061, 2488441.82990001 1112200.9639239889, 2488431.00751 1112214.67249, 2488431.0075 1112214.67249, 2488431.0075 1112214.6725, 2488431.00749 1112214.6725, 2488431.00749 1112214.67249, 2488430.21585973 1112214.0472704945, 2488430.175006527 1112214.0150000001)) | 5 | 81372.4925 | 0 | 8969.1738 | 21241.1104 | 617035 | 347043

## df_Weather
Period | Time | T_ext | I_global
1 | 1 | -1.79 | 0
| 2 | -0.98 | 0
| 3 | -0.18 | 0
| 4 | -0.02 | 0
| 5 | 0.14 | 0
| 6 | 0.29 | 0
| 7 | 0.79 | 0
| 8 | 1.28 | 0
| 9 | 1.77 | 81
| 10 | 2.24 | 195
| 11 | 2.71 | 138
| 12 | 3.17 | 131
| 13 | 3.38 | 133
| 14 | 3.59 | 68
| 15 | 3.8 | 260
| 16 | 3.52 | 125
| 17 | 3.24 | 17
| 18 | 2.96 | 0
| 19 | 2.76 | 0
| 20 | 2.56 | 0
| 21 | 2.35 | 0
| 22 | 2.26 | 0
| 23 | 2.16 | 0
| 24 | 2.07 | 0
2 | 1 | -0.13 | 0
| 2 | 0.22 | 0
| 3 | 0.56 | 0
| 4 | 0.49 | 0
| 5 | 0.41 | 0
| 6 | 0.33 | 0
| 7 | 1.25 | 0
| 8 | 2.17 | 0
| 9 | 3.09 | 82
| 10 | 4.8 | 209
| 11 | 6.51 | 237
| 12 | 8.22 | 275
| 13 | 8.54 | 276
| 14 | 8.86 | 251
| 15 | 9.18 | 188
| 16 | 7.28 | 100
| 17 | 5.39 | 0
| 18 | 3.5 | 0
| 19 | 2.77 | 0
| 20 | 2.04 | 0
| 21 | 1.3 | 0
| 22 | 1.13 | 0
| 23 | 0.96 | 0
| 24 | 0.79 | 0
3 | 1 | -1.36 | 0
| 2 | -1.85 | 0
| 3 | -2.33 | 0
| 4 | -2.39 | 0
| 5 | -2.45 | 0
| 6 | -2.51 | 0
| 7 | -2.21 | 0
| 8 | -1.91 | 0
| 9 | -1.61 | 46
| 10 | -1.37 | 92
| 11 | -1.12 | 80
| 12 | -0.87 | 85
| 13 | -0.72 | 142
| 14 | -0.57 | 100
| 15 | -0.41 | 65
| 16 | -0.88 | 36
| 17 | -1.35 | 0
| 18 | -1.82 | 0
| 19 | -2.19 | 0
| 20 | -2.56 | 0
| 21 | -2.93 | 0
| 22 | -3.2 | 0
| 23 | -3.47 | 0
| 24 | -3.74 | 0
4 | 1 | -9.62 | 0
| 2 | -9.6 | 0
| 3 | -9.57 | 0
| 4 | -9.3 | 0
| 5 | -9.02 | 0
| 6 | -8.75 | 0
| 7 | -7.12 | 0
| 8 | -5.5 | 0
| 9 | -3.87 | 24
| 10 | -2.33 | 98
| 11 | -0.78 | 106
| 12 | 0.77 | 123
| 13 | 0.8 | 118
| 14 | 0.83 | 95
| 15 | 0.86 | 72
| 16 | 0.5 | 29
| 17 | 0.14 | 0
| 18 | -0.22 | 0
| 19 | -0.4 | 0
| 20 | -0.58 | 0
| 21 | -0.76 | 0
| 22 | -0.92 | 0
| 23 | -1.09 | 0
| 24 | -1.26 | 0
5 | 1 | 10.09 | 0
| 2 | 9.73 | 0
| 3 | 9.37 | 0
| 4 | 9.01 | 0
| 5 | 8.65 | 0
| 6 | 8.28 | 0
| 7 | 7.92 | 0
| 8 | 7.56 | 51
| 9 | 14.28 | 101
| 10 | 16.23 | 87
| 11 | 18.18 | 162
| 12 | 20.13 | 281
| 13 | 20.15 | 417
| 14 | 20.16 | 421
| 15 | 20.18 | 307
| 16 | 18.68 | 152
| 17 | 17.18 | 0
| 18 | 15.68 | 0
| 19 | 13.9 | 0
| 20 | 12.12 | 0
| 21 | 10.35 | 0
| 22 | 9.56 | 0
| 23 | 8.78 | 0
| 24 | 8 | 0
6 | 1 | 5.62 | 0
| 2 | 5.34 | 0
| 3 | 5.07 | 0
| 4 | 4.79 | 0
| 5 | 4.51 | 0
| 6 | 4.24 | 0
| 7 | 3.96 | 0
| 8 | 3.68 | 119
| 9 | 10.5 | 298
| 10 | 12.32 | 453
| 11 | 14.13 | 568
| 12 | 15.94 | 638
| 13 | 16.34 | 614
| 14 | 16.74 | 590
| 15 | 17.14 | 488
| 16 | 15.39 | 344
| 17 | 13.65 | 168
| 18 | 11.9 | 0
| 19 | 10.47 | 0
| 20 | 9.05 | 0
| 21 | 7.62 | 0
| 22 | 7.14 | 0
| 23 | 6.65 | 0
| 24 | 6.17 | 0
7 | 1 | 14.02 | 0
| 2 | 13.76 | 0
| 3 | 13.5 | 0
| 4 | 13.41 | 0
| 5 | 13.32 | 0
| 6 | 13.22 | 0
| 7 | 14.29 | 0
| 8 | 15.37 | 45
| 9 | 16.44 | 112
| 10 | 16.82 | 58
| 11 | 17.21 | 223
| 12 | 17.59 | 171
| 13 | 17.92 | 213
| 14 | 18.25 | 181
| 15 | 18.58 | 69
| 16 | 17.38 | 96
| 17 | 16.18 | 0
| 18 | 14.98 | 0
| 19 | 14.29 | 0
| 20 | 13.6 | 0
| 21 | 12.91 | 0
| 22 | 12.42 | 0
| 23 | 11.93 | 0
| 24 | 11.44 | 0
8 | 1 | 13.6 | 0
| 2 | 13.28 | 0
| 3 | 12.96 | 0
| 4 | 13.02 | 0
| 5 | 13.08 | 0
| 6 | 13.13 | 1
| 7 | 14.9 | 152
| 8 | 16.66 | 348
| 9 | 18.42 | 524
| 10 | 19.39 | 686
| 11 | 20.35 | 795
| 12 | 21.31 | 849
| 13 | 22.08 | 837
| 14 | 22.85 | 777
| 15 | 23.61 | 645
| 16 | 22.44 | 518
| 17 | 21.26 | 326
| 18 | 20.08 | 118
| 19 | 18.86 | 0
| 20 | 17.63 | 0
| 21 | 16.41 | 0
| 22 | 16.03 | 0
| 23 | 15.65 | 0
| 24 | 15.27 | 0
9 | 1 | 11.66 | 0
| 2 | 11.04 | 0
| 3 | 10.41 | 0
| 4 | 10.2 | 0
| 5 | 9.98 | 0
| 6 | 9.76 | 0
| 7 | 12.46 | 141
| 8 | 15.15 | 336
| 9 | 17.84 | 516
| 10 | 19.16 | 664
| 11 | 20.48 | 756
| 12 | 21.8 | 818
| 13 | 22.26 | 803
| 14 | 22.72 | 756
| 15 | 23.17 | 656
| 16 | 21.98 | 499
| 17 | 20.78 | 316
| 18 | 19.59 | 118
| 19 | 18.24 | 0
| 20 | 16.89 | 0
| 21 | 15.54 | 0
| 22 | 15.05 | 0
| 23 | 14.57 | 0
| 24 | 14.08 | 0
10 | 1 | 19.72 | 0
| 2 | 18.72 | 0
| 3 | 17.71 | 0
| 4 | 17.71 | 0
| 5 | 17.71 | 2
| 6 | 17.71 | 14
| 7 | 17.76 | 42
| 8 | 17.81 | 57
| 9 | 17.87 | 59
| 10 | 18.4 | 84
| 11 | 18.94 | 166
| 12 | 19.48 | 238
| 13 | 20.12 | 269
| 14 | 20.75 | 637
| 15 | 21.39 | 715
| 16 | 20.47 | 601
| 17 | 19.54 | 481
| 18 | 18.62 | 28
| 19 | 17.61 | 128
| 20 | 16.6 | 0
| 21 | 15.59 | 0
| 22 | 15.62 | 0
| 23 | 15.66 | 0
| 24 | 15.69 | 0
11 | 1 | 21.659 | 0
| 2 | 21.065 | 0
| 3 | 18.61 | 0
| 4 | 18.89 | 0
| 5 | 19.16 | 0
| 6 | 19.44 | 26
| 7 | 21.01 | 144
| 8 | 22.57 | 297.95
| 9 | 24.14 | 232
| 10 | 25.18 | 314
| 11 | 26.23 | 528
| 12 | 27.27 | 494
| 13 | 27.58 | 714
| 14 | 27.89 | 745
| 15 | 28.19 | 549
| 16 | 27.54 | 479
| 17 | 26.88 | 358
| 18 | 26.23 | 186
| 19 | 24.8 | 56
| 20 | 23.38 | 0
| 21 | 21.96 | 0
| 22 | 22 | 0
| 23 | 22.04 | 0
| 24 | 22.08 | 0
12 | 1 | 20.79 | 0
| 2 | 20.35 | 0
| 3 | 19.91 | 0
| 4 | 20.43 | 0
| 5 | 20.94 | 0
| 6 | 21.45 | 86
| 7 | 23.12 | 253
| 8 | 24.79 | 446
| 9 | 26.46 | 509
| 10 | 26.99 | 758
| 11 | 27.52 | 860
| 12 | 28.05 | 937
| 13 | 29.15 | 967
| 14 | 30.26 | 918
| 15 | 31.37 | 824
| 16 | 30.52 | 692
| 17 | 29.67 | 384
| 18 | 28.82 | 333
| 19 | 27.29 | 97
| 20 | 25.76 | 0
| 21 | 24.23 | 0
| 22 | 23.34 | 0
| 23 | 22.44 | 0
| 24 | 21.55 | 0
13 | 1 | -12.551 | 0
14 | 1 | 39.963 | 1030.7

## df_Index
HourOfYear | PeriodOfYear
1 | 1
2 | 1
3 | 1
4 | 1
5 | 1
6 | 1
7 | 1
8 | 1
9 | 1
10 | 1
11 | 1
12 | 1
13 | 1
14 | 1
15 | 1
16 | 1
17 | 1
18 | 1
19 | 1
20 | 1
21 | 1
22 | 1
23 | 1
24 | 1
25 | 1
26 | 1
27 | 1
28 | 1
29 | 1
30 | 1
31 | 1
32 | 1
33 | 1
34 | 1
35 | 1
36 | 1
37 | 1
38 | 1
39 | 1
40 | 1
41 | 1
42 | 1
43 | 1
44 | 1
45 | 1
46 | 1
47 | 1
48 | 1
49 | 2
50 | 2
51 | 2
52 | 2
53 | 2
54 | 2
55 | 2
56 | 2
57 | 2
58 | 2
59 | 2
60 | 2
61 | 2
62 | 2
63 | 2
64 | 2
65 | 2
66 | 2
67 | 2
68 | 2
69 | 2
70 | 2
71 | 2
72 | 2
73 | 2
74 | 2
75 | 2
76 | 2
77 | 2
78 | 2
79 | 2
80 | 2
81 | 2
82 | 2
83 | 2
84 | 2
85 | 2
86 | 2
87 | 2
88 | 2
89 | 2
90 | 2
91 | 2
92 | 2
93 | 2
94 | 2
95 | 2
96 | 2
97 | 2
98 | 2
99 | 2
100 | 2
101 | 2
102 | 2
103 | 2
104 | 2
105 | 2
106 | 2
107 | 2
108 | 2
109 | 2
110 | 2
111 | 2
112 | 2
113 | 2
114 | 2
115 | 2
116 | 2
117 | 2
118 | 2
119 | 2
120 | 2
121 | 3
122 | 3
123 | 3
124 | 3
125 | 3
126 | 3
127 | 3
128 | 3
129 | 3
130 | 3
131 | 3
132 | 3
133 | 3
134 | 3
135 | 3
136 | 3
137 | 3
138 | 3
139 | 3
140 | 3
141 | 3
142 | 3
143 | 3
144 | 3
145 | 3
146 | 3
147 | 3
148 | 3
149 | 3
150 | 3
151 | 3
152 | 3
153 | 3
154 | 3
155 | 3
156 | 3
157 | 3
158 | 3
159 | 3
160 | 3
161 | 3
162 | 3
163 | 3
164 | 3
165 | 3
166 | 3
167 | 3
168 | 3
169 | 4
170 | 4
171 | 4
172 | 4
173 | 4
174 | 4
175 | 4
176 | 4
177 | 4
178 | 4
179 | 4
180 | 4
181 | 4
182 | 4
183 | 4
184 | 4
185 | 4
186 | 4
187 | 4
188 | 4
189 | 4
190 | 4
191 | 4
192 | 4
193 | 4
194 | 4
195 | 4
196 | 4
197 | 4
198 | 4
199 | 4
200 | 4
201 | 4
202 | 4
203 | 4
204 | 4
205 | 4
206 | 4
207 | 4
208 | 4
209 | 4
210 | 4
211 | 4
212 | 4
213 | 4
214 | 4
215 | 4
216 | 4
217 | 3
218 | 3
219 | 3
220 | 3
221 | 3
222 | 3
223 | 3
224 | 3
225 | 3
226 | 3
227 | 3
228 | 3
229 | 3
230 | 3
231 | 3
232 | 3
233 | 3
234 | 3
235 | 3
236 | 3
237 | 3
238 | 3
239 | 3
240 | 3
241 | 3
242 | 3
243 | 3
244 | 3
245 | 3
246 | 3
247 | 3
248 | 3
249 | 3
250 | 3
251 | 3
252 | 3
253 | 3
254 | 3
255 | 3
256 | 3
257 | 3
258 | 3
259 | 3
260 | 3
261 | 3
262 | 3
263 | 3
264 | 3
265 | 3
266 | 3
267 | 3
268 | 3
269 | 3
270 | 3
271 | 3
272 | 3
273 | 3
274 | 3
275 | 3
276 | 3
277 | 3
278 | 3
279 | 3
280 | 3
281 | 3
282 | 3
283 | 3
284 | 3
285 | 3
286 | 3
287 | 3
288 | 3
289 | 2
290 | 2
291 | 2
292 | 2
293 | 2
294 | 2
295 | 2
296 | 2
297 | 2
298 | 2
299 | 2
300 | 2
301 | 2
302 | 2
303 | 2
304 | 2
305 | 2
306 | 2
307 | 2
308 | 2
309 | 2
310 | 2
311 | 2
312 | 2
313 | 2
314 | 2
315 | 2
316 | 2
317 | 2
318 | 2
319 | 2
320 | 2
321 | 2
322 | 2
323 | 2
324 | 2
325 | 2
326 | 2
327 | 2
328 | 2
329 | 2
330 | 2
331 | 2
332 | 2
333 | 2
334 | 2
335 | 2
336 | 2
337 | 1
338 | 1
339 | 1
340 | 1
341 | 1
342 | 1
343 | 1
344 | 1
345 | 1
346 | 1
347 | 1
348 | 1
349 | 1
350 | 1
351 | 1
352 | 1
353 | 1
354 | 1
355 | 1
356 | 1
357 | 1
358 | 1
359 | 1
360 | 1
361 | 1
362 | 1
363 | 1
364 | 1
365 | 1
366 | 1
367 | 1
368 | 1
369 | 1
370 | 1
371 | 1
372 | 1
373 | 1
374 | 1
375 | 1
376 | 1
377 | 1
378 | 1
379 | 1
380 | 1
381 | 1
382 | 1
383 | 1
384 | 1
385 | 2
386 | 2
387 | 2
388 | 2
389 | 2
390 | 2
391 | 2
392 | 2
393 | 2
394 | 2
395 | 2
396 | 2
397 | 2
398 | 2
399 | 2
400 | 2
401 | 2
402 | 2
403 | 2
404 | 2
405 | 2
406 | 2
407 | 2
408 | 2
409 | 2
410 | 2
411 | 2
412 | 2
413 | 2
414 | 2
415 | 2
416 | 2
417 | 2
418 | 2
419 | 2
420 | 2
421 | 2
422 | 2
423 | 2
424 | 2
425 | 2
426 | 2
427 | 2
428 | 2
429 | 2
430 | 2
431 | 2
432 | 2
433 | 2
434 | 2
435 | 2
436 | 2
437 | 2
438 | 2
439 | 2
440 | 2
441 | 2
442 | 2
443 | 2
444 | 2
445 | 2
446 | 2
447 | 2
448 | 2
449 | 2
450 | 2
451 | 2
452 | 2
453 | 2
454 | 2
455 | 2
456 | 2
457 | 2
458 | 2
459 | 2
460 | 2
461 | 2
462 | 2
463 | 2
464 | 2
465 | 2
466 | 2
467 | 2
468 | 2
469 | 2
470 | 2
471 | 2
472 | 2
473 | 2
474 | 2
475 | 2
476 | 2
477 | 2
478 | 2
479 | 2
480 | 2
481 | 2
482 | 2
483 | 2
484 | 2
485 | 2
486 | 2
487 | 2
488 | 2
489 | 2
490 | 2
491 | 2
492 | 2
493 | 2
494 | 2
495 | 2
496 | 2
497 | 2
498 | 2
499 | 2
500 | 2
501 | 2
502 | 2
503 | 2
504 | 2
505 | 1
506 | 1
507 | 1
508 | 1
509 | 1
510 | 1
511 | 1
512 | 1
513 | 1
514 | 1
515 | 1
516 | 1
517 | 1
518 | 1
519 | 1
520 | 1
521 | 1
522 | 1
523 | 1
524 | 1
525 | 1
526 | 1
527 | 1
528 | 1
529 | 1
530 | 1
531 | 1
532 | 1
533 | 1
534 | 1
535 | 1
536 | 1
537 | 1
538 | 1
539 | 1
540 | 1
541 | 1
542 | 1
543 | 1
544 | 1
545 | 1
546 | 1
547 | 1
548 | 1
549 | 1
550 | 1
551 | 1
552 | 1
553 | 2
554 | 2
555 | 2
556 | 2
557 | 2
558 | 2
559 | 2
560 | 2
561 | 2
562 | 2
563 | 2
564 | 2
565 | 2
566 | 2
567 | 2
568 | 2
569 | 2
570 | 2
571 | 2
572 | 2
573 | 2
574 | 2
575 | 2
576 | 2
577 | 2
578 | 2
579 | 2
580 | 2
581 | 2
582 | 2
583 | 2
584 | 2
585 | 2
586 | 2
587 | 2
588 | 2
589 | 2
590 | 2
591 | 2
592 | 2
593 | 2
594 | 2
595 | 2
596 | 2
597 | 2
598 | 2
599 | 2
600 | 2
601 | 2
602 | 2
603 | 2
604 | 2
605 | 2
606 | 2
607 | 2
608 | 2
609 | 2
610 | 2
611 | 2
612 | 2
613 | 2
614 | 2
615 | 2
616 | 2
617 | 2
618 | 2
619 | 2
620 | 2
621 | 2
622 | 2
623 | 2
624 | 2
625 | 3
626 | 3
627 | 3
628 | 3
629 | 3
630 | 3
631 | 3
632 | 3
633 | 3
634 | 3
635 | 3
636 | 3
637 | 3
638 | 3
639 | 3
640 | 3
641 | 3
642 | 3
643 | 3
644 | 3
645 | 3
646 | 3
647 | 3
648 | 3
649 | 2
650 | 2
651 | 2
652 | 2
653 | 2
654 | 2
655 | 2
656 | 2
657 | 2
658 | 2
659 | 2
660 | 2
661 | 2
662 | 2
663 | 2
664 | 2
665 | 2
666 | 2
667 | 2
668 | 2
669 | 2
670 | 2
671 | 2
672 | 2
673 | 1
674 | 1
675 | 1
676 | 1
677 | 1
678 | 1
679 | 1
680 | 1
681 | 1
682 | 1
683 | 1
684 | 1
685 | 1
686 | 1
687 | 1
688 | 1
689 | 1
690 | 1
691 | 1
692 | 1
693 | 1
694 | 1
695 | 1
696 | 1
697 | 1
698 | 1
699 | 1
700 | 1
701 | 1
702 | 1
703 | 1
704 | 1
705 | 1
706 | 1
707 | 1
708 | 1
709 | 1
710 | 1
711 | 1
712 | 1
713 | 1
714 | 1
715 | 1
716 | 1
717 | 1
718 | 1
719 | 1
720 | 1
721 | 2
722 | 2
723 | 2
724 | 2
725 | 2
726 | 2
727 | 2
728 | 2
729 | 2
730 | 2
731 | 2
732 | 2
733 | 2
734 | 2
735 | 2
736 | 2
737 | 2
738 | 2
739 | 2
740 | 2
741 | 2
742 | 2
743 | 2
744 | 2
745 | 3
746 | 3
747 | 3
748 | 3
749 | 3
750 | 3
751 | 3
752 | 3
753 | 3
754 | 3
755 | 3
756 | 3
757 | 3
758 | 3
759 | 3
760 | 3
761 | 3
762 | 3
763 | 3
764 | 3
765 | 3
766 | 3
767 | 3
768 | 3
769 | 3
770 | 3
771 | 3
772 | 3
773 | 3
774 | 3
775 | 3
776 | 3
777 | 3
778 | 3
779 | 3
780 | 3
781 | 3
782 | 3
783 | 3
784 | 3
785 | 3
786 | 3
787 | 3
788 | 3
789 | 3
790 | 3
791 | 3
792 | 3
793 | 3
794 | 3
795 | 3
796 | 3
797 | 3
798 | 3
799 | 3
800 | 3
801 | 3
802 | 3
803 | 3
804 | 3
805 | 3
806 | 3
807 | 3
808 | 3
809 | 3
810 | 3
811 | 3
812 | 3
813 | 3
814 | 3
815 | 3
816 | 3
817 | 3
818 | 3
819 | 3
820 | 3
821 | 3
822 | 3
823 | 3
824 | 3
825 | 3
826 | 3
827 | 3
828 | 3
829 | 3
830 | 3
831 | 3
832 | 3
833 | 3
834 | 3
835 | 3
836 | 3
837 | 3
838 | 3
839 | 3
840 | 3
841 | 4
842 | 4
843 | 4
844 | 4
845 | 4
846 | 4
847 | 4
848 | 4
849 | 4
850 | 4
851 | 4
852 | 4
853 | 4
854 | 4
855 | 4
856 | 4
857 | 4
858 | 4
859 | 4
860 | 4
861 | 4
862 | 4
863 | 4
864 | 4
865 | 4
866 | 4
867 | 4
868 | 4
869 | 4
870 | 4
871 | 4
872 | 4
873 | 4
874 | 4
875 | 4
876 | 4
877 | 4
878 | 4
879 | 4
880 | 4
881 | 4
882 | 4
883 | 4
884 | 4
885 | 4
886 | 4
887 | 4
888 | 4
889 | 3
890 | 3
891 | 3
892 | 3
893 | 3
894 | 3
895 | 3
896 | 3
897 | 3
898 | 3
899 | 3
900 | 3
901 | 3
902 | 3
903 | 3
904 | 3
905 | 3
906 | 3
907 | 3
908 | 3
909 | 3
910 | 3
911 | 3
912 | 3
913 | 3
914 | 3
915 | 3
916 | 3
917 | 3
918 | 3
919 | 3
920 | 3
921 | 3
922 | 3
923 | 3
924 | 3
925 | 3
926 | 3
927 | 3
928 | 3
929 | 3
930 | 3
931 | 3
932 | 3
933 | 3
934 | 3
935 | 3
936 | 3
937 | 3
938 | 3
939 | 3
940 | 3
941 | 3
942 | 3
943 | 3
944 | 3
945 | 3
946 | 3
947 | 3
948 | 3
949 | 3
950 | 3
951 | 3
952 | 3
953 | 3
954 | 3
955 | 3
956 | 3
957 | 3
958 | 3
959 | 3
960 | 3
961 | 3
962 | 3
963 | 3
964 | 3
965 | 3
966 | 3
967 | 3
968 | 3
969 | 3
970 | 3
971 | 3
972 | 3
973 | 3
974 | 3
975 | 3
976 | 3
977 | 3
978 | 3
979 | 3
980 | 3
981 | 3
982 | 3
983 | 3
984 | 3
985 | 3
986 | 3
987 | 3
988 | 3
989 | 3
990 | 3
991 | 3
992 | 3
993 | 3
994 | 3
995 | 3
996 | 3
997 | 3
998 | 3
999 | 3
1000 | 3
1001 | 3
1002 | 3
1003 | 3
1004 | 3
1005 | 3
1006 | 3
1007 | 3
1008 | 3
1009 | 4
1010 | 4
1011 | 4
1012 | 4
1013 | 4
1014 | 4
1015 | 4
1016 | 4
1017 | 4
1018 | 4
1019 | 4
1020 | 4
1021 | 4
1022 | 4
1023 | 4
1024 | 4
1025 | 4
1026 | 4
1027 | 4
1028 | 4
1029 | 4
1030 | 4
1031 | 4
1032 | 4
1033 | 4
1034 | 4
1035 | 4
1036 | 4
1037 | 4
1038 | 4
1039 | 4
1040 | 4
1041 | 4
1042 | 4
1043 | 4
1044 | 4
1045 | 4
1046 | 4
1047 | 4
1048 | 4
1049 | 4
1050 | 4
1051 | 4
1052 | 4
1053 | 4
1054 | 4
1055 | 4
1056 | 4
1057 | 2
1058 | 2
1059 | 2
1060 | 2
1061 | 2
1062 | 2
1063 | 2
1064 | 2
1065 | 2
1066 | 2
1067 | 2
1068 | 2
1069 | 2
1070 | 2
1071 | 2
1072 | 2
1073 | 2
1074 | 2
1075 | 2
1076 | 2
1077 | 2
1078 | 2
1079 | 2
1080 | 2
1081 | 2
1082 | 2
1083 | 2
1084 | 2
1085 | 2
1086 | 2
1087 | 2
1088 | 2
1089 | 2
1090 | 2
1091 | 2
1092 | 2
1093 | 2
1094 | 2
1095 | 2
1096 | 2
1097 | 2
1098 | 2
1099 | 2
1100 | 2
1101 | 2
1102 | 2
1103 | 2
1104 | 2
1105 | 2
1106 | 2
1107 | 2
1108 | 2
1109 | 2
1110 | 2
1111 | 2
1112 | 2
1113 | 2
1114 | 2
1115 | 2
1116 | 2
1117 | 2
1118 | 2
1119 | 2
1120 | 2
1121 | 2
1122 | 2
1123 | 2
1124 | 2
1125 | 2
1126 | 2
1127 | 2
1128 | 2
1129 | 5
1130 | 5
1131 | 5
1132 | 5
1133 | 5
1134 | 5
1135 | 5
1136 | 5
1137 | 5
1138 | 5
1139 | 5
1140 | 5
1141 | 5
1142 | 5
1143 | 5
1144 | 5
1145 | 5
1146 | 5
1147 | 5
1148 | 5
1149 | 5
1150 | 5
1151 | 5
1152 | 5
1153 | 5
1154 | 5
1155 | 5
1156 | 5
1157 | 5
1158 | 5
1159 | 5
1160 | 5
1161 | 5
1162 | 5
1163 | 5
1164 | 5
1165 | 5
1166 | 5
1167 | 5
1168 | 5
1169 | 5
1170 | 5
1171 | 5
1172 | 5
1173 | 5
1174 | 5
1175 | 5
1176 | 5
1177 | 1
1178 | 1
1179 | 1
1180 | 1
1181 | 1
1182 | 1
1183 | 1
1184 | 1
1185 | 1
1186 | 1
1187 | 1
1188 | 1
1189 | 1
1190 | 1
1191 | 1
1192 | 1
1193 | 1
1194 | 1
1195 | 1
1196 | 1
1197 | 1
1198 | 1
1199 | 1
1200 | 1
1201 | 1
1202 | 1
1203 | 1
1204 | 1
1205 | 1
1206 | 1
1207 | 1
1208 | 1
1209 | 1
1210 | 1
1211 | 1
1212 | 1
1213 | 1
1214 | 1
1215 | 1
1216 | 1
1217 | 1
1218 | 1
1219 | 1
1220 | 1
1221 | 1
1222 | 1
1223 | 1
1224 | 1
1225 | 5
1226 | 5
1227 | 5
1228 | 5
1229 | 5
1230 | 5
1231 | 5
1232 | 5
1233 | 5
1234 | 5
1235 | 5
1236 | 5
1237 | 5
1238 | 5
1239 | 5
1240 | 5
1241 | 5
1242 | 5
1243 | 5
1244 | 5
1245 | 5
1246 | 5
1247 | 5
1248 | 5
1249 | 5
1250 | 5
1251 | 5
1252 | 5
1253 | 5
1254 | 5
1255 | 5
1256 | 5
1257 | 5
1258 | 5
1259 | 5
1260 | 5
1261 | 5
1262 | 5
1263 | 5
1264 | 5
1265 | 5
1266 | 5
1267 | 5
1268 | 5
1269 | 5
1270 | 5
1271 | 5
1272 | 5
1273 | 5
1274 | 5
1275 | 5
1276 | 5
1277 | 5
1278 | 5
1279 | 5
1280 | 5
1281 | 5
1282 | 5
1283 | 5
1284 | 5
1285 | 5
1286 | 5
1287 | 5
1288 | 5
1289 | 5
1290 | 5
1291 | 5
1292 | 5
1293 | 5
1294 | 5
1295 | 5
1296 | 5
1297 | 6
1298 | 6
1299 | 6
1300 | 6
1301 | 6
1302 | 6
1303 | 6
1304 | 6
1305 | 6
1306 | 6
1307 | 6
1308 | 6
1309 | 6
1310 | 6
1311 | 6
1312 | 6
1313 | 6
1314 | 6
1315 | 6
1316 | 6
1317 | 6
1318 | 6
1319 | 6
1320 | 6
1321 | 6
1322 | 6
1323 | 6
1324 | 6
1325 | 6
1326 | 6
1327 | 6
1328 | 6
1329 | 6
1330 | 6
1331 | 6
1332 | 6
1333 | 6
1334 | 6
1335 | 6
1336 | 6
1337 | 6
1338 | 6
1339 | 6
1340 | 6
1341 | 6
1342 | 6
1343 | 6
1344 | 6
1345 | 7
1346 | 7
1347 | 7
1348 | 7
1349 | 7
1350 | 7
1351 | 7
1352 | 7
1353 | 7
1354 | 7
1355 | 7
1356 | 7
1357 | 7
1358 | 7
1359 | 7
1360 | 7
1361 | 7
1362 | 7
1363 | 7
1364 | 7
1365 | 7
1366 | 7
1367 | 7
1368 | 7
1369 | 7
1370 | 7
1371 | 7
1372 | 7
1373 | 7
1374 | 7
1375 | 7
1376 | 7
1377 | 7
1378 | 7
1379 | 7
1380 | 7
1381 | 7
1382 | 7
1383 | 7
1384 | 7
1385 | 7
1386 | 7
1387 | 7
1388 | 7
1389 | 7
1390 | 7
1391 | 7
1392 | 7
1393 | 5
1394 | 5
1395 | 5
1396 | 5
1397 | 5
1398 | 5
1399 | 5
1400 | 5
1401 | 5
1402 | 5
1403 | 5
1404 | 5
1405 | 5
1406 | 5
1407 | 5
1408 | 5
1409 | 5
1410 | 5
1411 | 5
1412 | 5
1413 | 5
1414 | 5
1415 | 5
1416 | 5
1417 | 6
1418 | 6
1419 | 6
1420 | 6
1421 | 6
1422 | 6
1423 | 6
1424 | 6
1425 | 6
1426 | 6
1427 | 6
1428 | 6
1429 | 6
1430 | 6
1431 | 6
1432 | 6
1433 | 6
1434 | 6
1435 | 6
1436 | 6
1437 | 6
1438 | 6
1439 | 6
1440 | 6
1441 | 6
1442 | 6
1443 | 6
1444 | 6
1445 | 6
1446 | 6
1447 | 6
1448 | 6
1449 | 6
1450 | 6
1451 | 6
1452 | 6
1453 | 6
1454 | 6
1455 | 6
1456 | 6
1457 | 6
1458 | 6
1459 | 6
1460 | 6
1461 | 6
1462 | 6
1463 | 6
1464 | 6
1465 | 6
1466 | 6
1467 | 6
1468 | 6
1469 | 6
1470 | 6
1471 | 6
1472 | 6
1473 | 6
1474 | 6
1475 | 6
1476 | 6
1477 | 6
1478 | 6
1479 | 6
1480 | 6
1481 | 6
1482 | 6
1483 | 6
1484 | 6
1485 | 6
1486 | 6
1487 | 6
1488 | 6
1489 | 6
1490 | 6
1491 | 6
1492 | 6
1493 | 6
1494 | 6
1495 | 6
1496 | 6
1497 | 6
1498 | 6
1499 | 6
1500 | 6
1501 | 6
1502 | 6
1503 | 6
1504 | 6
1505 | 6
1506 | 6
1507 | 6
1508 | 6
1509 | 6
1510 | 6
1511 | 6
1512 | 6
1513 | 7
1514 | 7
1515 | 7
1516 | 7
1517 | 7
1518 | 7
1519 | 7
1520 | 7
1521 | 7
1522 | 7
1523 | 7
1524 | 7
1525 | 7
1526 | 7
1527 | 7
1528 | 7
1529 | 7
1530 | 7
1531 | 7
1532 | 7
1533 | 7
1534 | 7
1535 | 7
1536 | 7
1537 | 7
1538 | 7
1539 | 7
1540 | 7
1541 | 7
1542 | 7
1543 | 7
1544 | 7
1545 | 7
1546 | 7
1547 | 7
1548 | 7
1549 | 7
1550 | 7
1551 | 7
1552 | 7
1553 | 7
1554 | 7
1555 | 7
1556 | 7
1557 | 7
1558 | 7
1559 | 7
1560 | 7
1561 | 6
1562 | 6
1563 | 6
1564 | 6
1565 | 6
1566 | 6
1567 | 6
1568 | 6
1569 | 6
1570 | 6
1571 | 6
1572 | 6
1573 | 6
1574 | 6
1575 | 6
1576 | 6
1577 | 6
1578 | 6
1579 | 6
1580 | 6
1581 | 6
1582 | 6
1583 | 6
1584 | 6
1585 | 6
1586 | 6
1587 | 6
1588 | 6
1589 | 6
1590 | 6
1591 | 6
1592 | 6
1593 | 6
1594 | 6
1595 | 6
1596 | 6
1597 | 6
1598 | 6
1599 | 6
1600 | 6
1601 | 6
1602 | 6
1603 | 6
1604 | 6
1605 | 6
1606 | 6
1607 | 6
1608 | 6
1609 | 5
1610 | 5
1611 | 5
1612 | 5
1613 | 5
1614 | 5
1615 | 5
1616 | 5
1617 | 5
1618 | 5
1619 | 5
1620 | 5
1621 | 5
1622 | 5
1623 | 5
1624 | 5
1625 | 5
1626 | 5
1627 | 5
1628 | 5
1629 | 5
1630 | 5
1631 | 5
1632 | 5
1633 | 6
1634 | 6
1635 | 6
1636 | 6
1637 | 6
1638 | 6
1639 | 6
1640 | 6
1641 | 6
1642 | 6
1643 | 6
1644 | 6
1645 | 6
1646 | 6
1647 | 6
1648 | 6
1649 | 6
1650 | 6
1651 | 6
1652 | 6
1653 | 6
1654 | 6
1655 | 6
1656 | 6
1657 | 6
1658 | 6
1659 | 6
1660 | 6
1661 | 6
1662 | 6
1663 | 6
1664 | 6
1665 | 6
1666 | 6
1667 | 6
1668 | 6
1669 | 6
1670 | 6
1671 | 6
1672 | 6
1673 | 6
1674 | 6
1675 | 6
1676 | 6
1677 | 6
1678 | 6
1679 | 6
1680 | 6
1681 | 7
1682 | 7
1683 | 7
1684 | 7
1685 | 7
1686 | 7
1687 | 7
1688 | 7
1689 | 7
1690 | 7
1691 | 7
1692 | 7
1693 | 7
1694 | 7
1695 | 7
1696 | 7
1697 | 7
1698 | 7
1699 | 7
1700 | 7
1701 | 7
1702 | 7
1703 | 7
1704 | 7
1705 | 7
1706 | 7
1707 | 7
1708 | 7
1709 | 7
1710 | 7
1711 | 7
1712 | 7
1713 | 7
1714 | 7
1715 | 7
1716 | 7
1717 | 7
1718 | 7
1719 | 7
1720 | 7
1721 | 7
1722 | 7
1723 | 7
1724 | 7
1725 | 7
1726 | 7
1727 | 7
1728 | 7
1729 | 6
1730 | 6
1731 | 6
1732 | 6
1733 | 6
1734 | 6
1735 | 6
1736 | 6
1737 | 6
1738 | 6
1739 | 6
1740 | 6
1741 | 6
1742 | 6
1743 | 6
1744 | 6
1745 | 6
1746 | 6
1747 | 6
1748 | 6
1749 | 6
1750 | 6
1751 | 6
1752 | 6
1753 | 6
1754 | 6
1755 | 6
1756 | 6
1757 | 6
1758 | 6
1759 | 6
1760 | 6
1761 | 6
1762 | 6
1763 | 6
1764 | 6
1765 | 6
1766 | 6
1767 | 6
1768 | 6
1769 | 6
1770 | 6
1771 | 6
1772 | 6
1773 | 6
1774 | 6
1775 | 6
1776 | 6
1777 | 8
1778 | 8
1779 | 8
1780 | 8
1781 | 8
1782 | 8
1783 | 8
1784 | 8
1785 | 8
1786 | 8
1787 | 8
1788 | 8
1789 | 8
1790 | 8
1791 | 8
1792 | 8
1793 | 8
1794 | 8
1795 | 8
1796 | 8
1797 | 8
1798 | 8
1799 | 8
1800 | 8
1801 | 8
1802 | 8
1803 | 8
1804 | 8
1805 | 8
1806 | 8
1807 | 8
1808 | 8
1809 | 8
1810 | 8
1811 | 8
1812 | 8
1813 | 8
1814 | 8
1815 | 8
1816 | 8
1817 | 8
1818 | 8
1819 | 8
1820 | 8
1821 | 8
1822 | 8
1823 | 8
1824 | 8
1825 | 6
1826 | 6
1827 | 6
1828 | 6
1829 | 6
1830 | 6
1831 | 6
1832 | 6
1833 | 6
1834 | 6
1835 | 6
1836 | 6
1837 | 6
1838 | 6
1839 | 6
1840 | 6
1841 | 6
1842 | 6
1843 | 6
1844 | 6
1845 | 6
1846 | 6
1847 | 6
1848 | 6
1849 | 1
1850 | 1
1851 | 1
1852 | 1
1853 | 1
1854 | 1
1855 | 1
1856 | 1
1857 | 1
1858 | 1
1859 | 1
1860 | 1
1861 | 1
1862 | 1
1863 | 1
1864 | 1
1865 | 1
1866 | 1
1867 | 1
1868 | 1
1869 | 1
1870 | 1
1871 | 1
1872 | 1
1873 | 7
1874 | 7
1875 | 7
1876 | 7
1877 | 7
1878 | 7
1879 | 7
1880 | 7
1881 | 7
1882 | 7
1883 | 7
1884 | 7
1885 | 7
1886 | 7
1887 | 7
1888 | 7
1889 | 7
1890 | 7
1891 | 7
1892 | 7
1893 | 7
1894 | 7
1895 | 7
1896 | 7
1897 | 6
1898 | 6
1899 | 6
1900 | 6
1901 | 6
1902 | 6
1903 | 6
1904 | 6
1905 | 6
1906 | 6
1907 | 6
1908 | 6
1909 | 6
1910 | 6
1911 | 6
1912 | 6
1913 | 6
1914 | 6
1915 | 6
1916 | 6
1917 | 6
1918 | 6
1919 | 6
1920 | 6
1921 | 8
1922 | 8
1923 | 8
1924 | 8
1925 | 8
1926 | 8
1927 | 8
1928 | 8
1929 | 8
1930 | 8
1931 | 8
1932 | 8
1933 | 8
1934 | 8
1935 | 8
1936 | 8
1937 | 8
1938 | 8
1939 | 8
1940 | 8
1941 | 8
1942 | 8
1943 | 8
1944 | 8
1945 | 8
1946 | 8
1947 | 8
1948 | 8
1949 | 8
1950 | 8
1951 | 8
1952 | 8
1953 | 8
1954 | 8
1955 | 8
1956 | 8
1957 | 8
1958 | 8
1959 | 8
1960 | 8
1961 | 8
1962 | 8
1963 | 8
1964 | 8
1965 | 8
1966 | 8
1967 | 8
1968 | 8
1969 | 8
1970 | 8
1971 | 8
1972 | 8
1973 | 8
1974 | 8
1975 | 8
1976 | 8
1977 | 8
1978 | 8
1979 | 8
1980 | 8
1981 | 8
1982 | 8
1983 | 8
1984 | 8
1985 | 8
1986 | 8
1987 | 8
1988 | 8
1989 | 8
1990 | 8
1991 | 8
1992 | 8
1993 | 8
1994 | 8
1995 | 8
1996 | 8
1997 | 8
1998 | 8
1999 | 8
2000 | 8
2001 | 8
2002 | 8
2003 | 8
2004 | 8
2005 | 8
2006 | 8
2007 | 8
2008 | 8
2009 | 8
2010 | 8
2011 | 8
2012 | 8
2013 | 8
2014 | 8
2015 | 8
2016 | 8
2017 | 9
2018 | 9
2019 | 9
2020 | 9
2021 | 9
2022 | 9
2023 | 9
2024 | 9
2025 | 9
2026 | 9
2027 | 9
2028 | 9
2029 | 9
2030 | 9
2031 | 9
2032 | 9
2033 | 9
2034 | 9
2035 | 9
2036 | 9
2037 | 9
2038 | 9
2039 | 9
2040 | 9
2041 | 9
2042 | 9
2043 | 9
2044 | 9
2045 | 9
2046 | 9
2047 | 9
2048 | 9
2049 | 9
2050 | 9
2051 | 9
2052 | 9
2053 | 9
2054 | 9
2055 | 9
2056 | 9
2057 | 9
2058 | 9
2059 | 9
2060 | 9
2061 | 9
2062 | 9
2063 | 9
2064 | 9
2065 | 8
2066 | 8
2067 | 8
2068 | 8
2069 | 8
2070 | 8
2071 | 8
2072 | 8
2073 | 8
2074 | 8
2075 | 8
2076 | 8
2077 | 8
2078 | 8
2079 | 8
2080 | 8
2081 | 8
2082 | 8
2083 | 8
2084 | 8
2085 | 8
2086 | 8
2087 | 8
2088 | 8
2089 | 8
2090 | 8
2091 | 8
2092 | 8
2093 | 8
2094 | 8
2095 | 8
2096 | 8
2097 | 8
2098 | 8
2099 | 8
2100 | 8
2101 | 8
2102 | 8
2103 | 8
2104 | 8
2105 | 8
2106 | 8
2107 | 8
2108 | 8
2109 | 8
2110 | 8
2111 | 8
2112 | 8
2113 | 8
2114 | 8
2115 | 8
2116 | 8
2117 | 8
2118 | 8
2119 | 8
2120 | 8
2121 | 8
2122 | 8
2123 | 8
2124 | 8
2125 | 8
2126 | 8
2127 | 8
2128 | 8
2129 | 8
2130 | 8
2131 | 8
2132 | 8
2133 | 8
2134 | 8
2135 | 8
2136 | 8
2137 | 8
2138 | 8
2139 | 8
2140 | 8
2141 | 8
2142 | 8
2143 | 8
2144 | 8
2145 | 8
2146 | 8
2147 | 8
2148 | 8
2149 | 8
2150 | 8
2151 | 8
2152 | 8
2153 | 8
2154 | 8
2155 | 8
2156 | 8
2157 | 8
2158 | 8
2159 | 8
2160 | 8
2161 | 6
2162 | 6
2163 | 6
2164 | 6
2165 | 6
2166 | 6
2167 | 6
2168 | 6
2169 | 6
2170 | 6
2171 | 6
2172 | 6
2173 | 6
2174 | 6
2175 | 6
2176 | 6
2177 | 6
2178 | 6
2179 | 6
2180 | 6
2181 | 6
2182 | 6
2183 | 6
2184 | 6
2185 | 9
2186 | 9
2187 | 9
2188 | 9
2189 | 9
2190 | 9
2191 | 9
2192 | 9
2193 | 9
2194 | 9
2195 | 9
2196 | 9
2197 | 9
2198 | 9
2199 | 9
2200 | 9
2201 | 9
2202 | 9
2203 | 9
2204 | 9
2205 | 9
2206 | 9
2207 | 9
2208 | 9
2209 | 9
2210 | 9
2211 | 9
2212 | 9
2213 | 9
2214 | 9
2215 | 9
2216 | 9
2217 | 9
2218 | 9
2219 | 9
2220 | 9
2221 | 9
2222 | 9
2223 | 9
2224 | 9
2225 | 9
2226 | 9
2227 | 9
2228 | 9
2229 | 9
2230 | 9
2231 | 9
2232 | 9
2233 | 8
2234 | 8
2235 | 8
2236 | 8
2237 | 8
2238 | 8
2239 | 8
2240 | 8
2241 | 8
2242 | 8
2243 | 8
2244 | 8
2245 | 8
2246 | 8
2247 | 8
2248 | 8
2249 | 8
2250 | 8
2251 | 8
2252 | 8
2253 | 8
2254 | 8
2255 | 8
2256 | 8
2257 | 8
2258 | 8
2259 | 8
2260 | 8
2261 | 8
2262 | 8
2263 | 8
2264 | 8
2265 | 8
2266 | 8
2267 | 8
2268 | 8
2269 | 8
2270 | 8
2271 | 8
2272 | 8
2273 | 8
2274 | 8
2275 | 8
2276 | 8
2277 | 8
2278 | 8
2279 | 8
2280 | 8
2281 | 6
2282 | 6
2283 | 6
2284 | 6
2285 | 6
2286 | 6
2287 | 6
2288 | 6
2289 | 6
2290 | 6
2291 | 6
2292 | 6
2293 | 6
2294 | 6
2295 | 6
2296 | 6
2297 | 6
2298 | 6
2299 | 6
2300 | 6
2301 | 6
2302 | 6
2303 | 6
2304 | 6
2305 | 8
2306 | 8
2307 | 8
2308 | 8
2309 | 8
2310 | 8
2311 | 8
2312 | 8
2313 | 8
2314 | 8
2315 | 8
2316 | 8
2317 | 8
2318 | 8
2319 | 8
2320 | 8
2321 | 8
2322 | 8
2323 | 8
2324 | 8
2325 | 8
2326 | 8
2327 | 8
2328 | 8
2329 | 8
2330 | 8
2331 | 8
2332 | 8
2333 | 8
2334 | 8
2335 | 8
2336 | 8
2337 | 8
2338 | 8
2339 | 8
2340 | 8
2341 | 8
2342 | 8
2343 | 8
2344 | 8
2345 | 8
2346 | 8
2347 | 8
2348 | 8
2349 | 8
2350 | 8
2351 | 8
2352 | 8
2353 | 9
2354 | 9
2355 | 9
2356 | 9
2357 | 9
2358 | 9
2359 | 9
2360 | 9
2361 | 9
2362 | 9
2363 | 9
2364 | 9
2365 | 9
2366 | 9
2367 | 9
2368 | 9
2369 | 9
2370 | 9
2371 | 9
2372 | 9
2373 | 9
2374 | 9
2375 | 9
2376 | 9
2377 | 9
2378 | 9
2379 | 9
2380 | 9
2381 | 9
2382 | 9
2383 | 9
2384 | 9
2385 | 9
2386 | 9
2387 | 9
2388 | 9
2389 | 9
2390 | 9
2391 | 9
2392 | 9
2393 | 9
2394 | 9
2395 | 9
2396 | 9
2397 | 9
2398 | 9
2399 | 9
2400 | 9
2401 | 8
2402 | 8
2403 | 8
2404 | 8
2405 | 8
2406 | 8
2407 | 8
2408 | 8
2409 | 8
2410 | 8
2411 | 8
2412 | 8
2413 | 8
2414 | 8
2415 | 8
2416 | 8
2417 | 8
2418 | 8
2419 | 8
2420 | 8
2421 | 8
2422 | 8
2423 | 8
2424 | 8
2425 | 8
2426 | 8
2427 | 8
2428 | 8
2429 | 8
2430 | 8
2431 | 8
2432 | 8
2433 | 8
2434 | 8
2435 | 8
2436 | 8
2437 | 8
2438 | 8
2439 | 8
2440 | 8
2441 | 8
2442 | 8
2443 | 8
2444 | 8
2445 | 8
2446 | 8
2447 | 8
2448 | 8
2449 | 10
2450 | 10
2451 | 10
2452 | 10
2453 | 10
2454 | 10
2455 | 10
2456 | 10
2457 | 10
2458 | 10
2459 | 10
2460 | 10
2461 | 10
2462 | 10
2463 | 10
2464 | 10
2465 | 10
2466 | 10
2467 | 10
2468 | 10
2469 | 10
2470 | 10
2471 | 10
2472 | 10
2473 | 8
2474 | 8
2475 | 8
2476 | 8
2477 | 8
2478 | 8
2479 | 8
2480 | 8
2481 | 8
2482 | 8
2483 | 8
2484 | 8
2485 | 8
2486 | 8
2487 | 8
2488 | 8
2489 | 8
2490 | 8
2491 | 8
2492 | 8
2493 | 8
2494 | 8
2495 | 8
2496 | 8
2497 | 5
2498 | 5
2499 | 5
2500 | 5
2501 | 5
2502 | 5
2503 | 5
2504 | 5
2505 | 5
2506 | 5
2507 | 5
2508 | 5
2509 | 5
2510 | 5
2511 | 5
2512 | 5
2513 | 5
2514 | 5
2515 | 5
2516 | 5
2517 | 5
2518 | 5
2519 | 5
2520 | 5
2521 | 7
2522 | 7
2523 | 7
2524 | 7
2525 | 7
2526 | 7
2527 | 7
2528 | 7
2529 | 7
2530 | 7
2531 | 7
2532 | 7
2533 | 7
2534 | 7
2535 | 7
2536 | 7
2537 | 7
2538 | 7
2539 | 7
2540 | 7
2541 | 7
2542 | 7
2543 | 7
2544 | 7
2545 | 9
2546 | 9
2547 | 9
2548 | 9
2549 | 9
2550 | 9
2551 | 9
2552 | 9
2553 | 9
2554 | 9
2555 | 9
2556 | 9
2557 | 9
2558 | 9
2559 | 9
2560 | 9
2561 | 9
2562 | 9
2563 | 9
2564 | 9
2565 | 9
2566 | 9
2567 | 9
2568 | 9
2569 | 6
2570 | 6
2571 | 6
2572 | 6
2573 | 6
2574 | 6
2575 | 6
2576 | 6
2577 | 6
2578 | 6
2579 | 6
2580 | 6
2581 | 6
2582 | 6
2583 | 6
2584 | 6
2585 | 6
2586 | 6
2587 | 6
2588 | 6
2589 | 6
2590 | 6
2591 | 6
2592 | 6
2593 | 8
2594 | 8
2595 | 8
2596 | 8
2597 | 8
2598 | 8
2599 | 8
2600 | 8
2601 | 8
2602 | 8
2603 | 8
2604 | 8
2605 | 8
2606 | 8
2607 | 8
2608 | 8
2609 | 8
2610 | 8
2611 | 8
2612 | 8
2613 | 8
2614 | 8
2615 | 8
2616 | 8
2617 | 10
2618 | 10
2619 | 10
2620 | 10
2621 | 10
2622 | 10
2623 | 10
2624 | 10
2625 | 10
2626 | 10
2627 | 10
2628 | 10
2629 | 10
2630 | 10
2631 | 10
2632 | 10
2633 | 10
2634 | 10
2635 | 10
2636 | 10
2637 | 10
2638 | 10
2639 | 10
2640 | 10
2641 | 10
2642 | 10
2643 | 10
2644 | 10
2645 | 10
2646 | 10
2647 | 10
2648 | 10
2649 | 10
2650 | 10
2651 | 10
2652 | 10
2653 | 10
2654 | 10
2655 | 10
2656 | 10
2657 | 10
2658 | 10
2659 | 10
2660 | 10
2661 | 10
2662 | 10
2663 | 10
2664 | 10
2665 | 10
2666 | 10
2667 | 10
2668 | 10
2669 | 10
2670 | 10
2671 | 10
2672 | 10
2673 | 10
2674 | 10
2675 | 10
2676 | 10
2677 | 10
2678 | 10
2679 | 10
2680 | 10
2681 | 10
2682 | 10
2683 | 10
2684 | 10
2685 | 10
2686 | 10
2687 | 10
2688 | 10
2689 | 9
2690 | 9
2691 | 9
2692 | 9
2693 | 9
2694 | 9
2695 | 9
2696 | 9
2697 | 9
2698 | 9
2699 | 9
2700 | 9
2701 | 9
2702 | 9
2703 | 9
2704 | 9
2705 | 9
2706 | 9
2707 | 9
2708 | 9
2709 | 9
2710 | 9
2711 | 9
2712 | 9
2713 | 9
2714 | 9
2715 | 9
2716 | 9
2717 | 9
2718 | 9
2719 | 9
2720 | 9
2721 | 9
2722 | 9
2723 | 9
2724 | 9
2725 | 9
2726 | 9
2727 | 9
2728 | 9
2729 | 9
2730 | 9
2731 | 9
2732 | 9
2733 | 9
2734 | 9
2735 | 9
2736 | 9
2737 | 5
2738 | 5
2739 | 5
2740 | 5
2741 | 5
2742 | 5
2743 | 5
2744 | 5
2745 | 5
2746 | 5
2747 | 5
2748 | 5
2749 | 5
2750 | 5
2751 | 5
2752 | 5
2753 | 5
2754 | 5
2755 | 5
2756 | 5
2757 | 5
2758 | 5
2759 | 5
2760 | 5
2761 | 5
2762 | 5
2763 | 5
2764 | 5
2765 | 5
2766 | 5
2767 | 5
2768 | 5
2769 | 5
2770 | 5
2771 | 5
2772 | 5
2773 | 5
2774 | 5
2775 | 5
2776 | 5
2777 | 5
2778 | 5
2779 | 5
2780 | 5
2781 | 5
2782 | 5
2783 | 5
2784 | 5
2785 | 6
2786 | 6
2787 | 6
2788 | 6
2789 | 6
2790 | 6
2791 | 6
2792 | 6
2793 | 6
2794 | 6
2795 | 6
2796 | 6
2797 | 6
2798 | 6
2799 | 6
2800 | 6
2801 | 6
2802 | 6
2803 | 6
2804 | 6
2805 | 6
2806 | 6
2807 | 6
2808 | 6
2809 | 6
2810 | 6
2811 | 6
2812 | 6
2813 | 6
2814 | 6
2815 | 6
2816 | 6
2817 | 6
2818 | 6
2819 | 6
2820 | 6
2821 | 6
2822 | 6
2823 | 6
2824 | 6
2825 | 6
2826 | 6
2827 | 6
2828 | 6
2829 | 6
2830 | 6
2831 | 6
2832 | 6
2833 | 8
2834 | 8
2835 | 8
2836 | 8
2837 | 8
2838 | 8
2839 | 8
2840 | 8
2841 | 8
2842 | 8
2843 | 8
2844 | 8
2845 | 8
2846 | 8
2847 | 8
2848 | 8
2849 | 8
2850 | 8
2851 | 8
2852 | 8
2853 | 8
2854 | 8
2855 | 8
2856 | 8
2857 | 9
2858 | 9
2859 | 9
2860 | 9
2861 | 9
2862 | 9
2863 | 9
2864 | 9
2865 | 9
2866 | 9
2867 | 9
2868 | 9
2869 | 9
2870 | 9
2871 | 9
2872 | 9
2873 | 9
2874 | 9
2875 | 9
2876 | 9
2877 | 9
2878 | 9
2879 | 9
2880 | 9
2881 | 9
2882 | 9
2883 | 9
2884 | 9
2885 | 9
2886 | 9
2887 | 9
2888 | 9
2889 | 9
2890 | 9
2891 | 9
2892 | 9
2893 | 9
2894 | 9
2895 | 9
2896 | 9
2897 | 9
2898 | 9
2899 | 9
2900 | 9
2901 | 9
2902 | 9
2903 | 9
2904 | 9
2905 | 5
2906 | 5
2907 | 5
2908 | 5
2909 | 5
2910 | 5
2911 | 5
2912 | 5
2913 | 5
2914 | 5
2915 | 5
2916 | 5
2917 | 5
2918 | 5
2919 | 5
2920 | 5
2921 | 5
2922 | 5
2923 | 5
2924 | 5
2925 | 5
2926 | 5
2927 | 5
2928 | 5
2929 | 6
2930 | 6
2931 | 6
2932 | 6
2933 | 6
2934 | 6
2935 | 6
2936 | 6
2937 | 6
2938 | 6
2939 | 6
2940 | 6
2941 | 6
2942 | 6
2943 | 6
2944 | 6
2945 | 6
2946 | 6
2947 | 6
2948 | 6
2949 | 6
2950 | 6
2951 | 6
2952 | 6
2953 | 6
2954 | 6
2955 | 6
2956 | 6
2957 | 6
2958 | 6
2959 | 6
2960 | 6
2961 | 6
2962 | 6
2963 | 6
2964 | 6
2965 | 6
2966 | 6
2967 | 6
2968 | 6
2969 | 6
2970 | 6
2971 | 6
2972 | 6
2973 | 6
2974 | 6
2975 | 6
2976 | 6
2977 | 5
2978 | 5
2979 | 5
2980 | 5
2981 | 5
2982 | 5
2983 | 5
2984 | 5
2985 | 5
2986 | 5
2987 | 5
2988 | 5
2989 | 5
2990 | 5
2991 | 5
2992 | 5
2993 | 5
2994 | 5
2995 | 5
2996 | 5
2997 | 5
2998 | 5
2999 | 5
3000 | 5
3001 | 5
3002 | 5
3003 | 5
3004 | 5
3005 | 5
3006 | 5
3007 | 5
3008 | 5
3009 | 5
3010 | 5
3011 | 5
3012 | 5
3013 | 5
3014 | 5
3015 | 5
3016 | 5
3017 | 5
3018 | 5
3019 | 5
3020 | 5
3021 | 5
3022 | 5
3023 | 5
3024 | 5
3025 | 9
3026 | 9
3027 | 9
3028 | 9
3029 | 9
3030 | 9
3031 | 9
3032 | 9
3033 | 9
3034 | 9
3035 | 9
3036 | 9
3037 | 9
3038 | 9
3039 | 9
3040 | 9
3041 | 9
3042 | 9
3043 | 9
3044 | 9
3045 | 9
3046 | 9
3047 | 9
3048 | 9
3049 | 9
3050 | 9
3051 | 9
3052 | 9
3053 | 9
3054 | 9
3055 | 9
3056 | 9
3057 | 9
3058 | 9
3059 | 9
3060 | 9
3061 | 9
3062 | 9
3063 | 9
3064 | 9
3065 | 9
3066 | 9
3067 | 9
3068 | 9
3069 | 9
3070 | 9
3071 | 9
3072 | 9
3073 | 6
3074 | 6
3075 | 6
3076 | 6
3077 | 6
3078 | 6
3079 | 6
3080 | 6
3081 | 6
3082 | 6
3083 | 6
3084 | 6
3085 | 6
3086 | 6
3087 | 6
3088 | 6
3089 | 6
3090 | 6
3091 | 6
3092 | 6
3093 | 6
3094 | 6
3095 | 6
3096 | 6
3097 | 10
3098 | 10
3099 | 10
3100 | 10
3101 | 10
3102 | 10
3103 | 10
3104 | 10
3105 | 10
3106 | 10
3107 | 10
3108 | 10
3109 | 10
3110 | 10
3111 | 10
3112 | 10
3113 | 10
3114 | 10
3115 | 10
3116 | 10
3117 | 10
3118 | 10
3119 | 10
3120 | 10
3121 | 8
3122 | 8
3123 | 8
3124 | 8
3125 | 8
3126 | 8
3127 | 8
3128 | 8
3129 | 8
3130 | 8
3131 | 8
3132 | 8
3133 | 8
3134 | 8
3135 | 8
3136 | 8
3137 | 8
3138 | 8
3139 | 8
3140 | 8
3141 | 8
3142 | 8
3143 | 8
3144 | 8
3145 | 10
3146 | 10
3147 | 10
3148 | 10
3149 | 10
3150 | 10
3151 | 10
3152 | 10
3153 | 10
3154 | 10
3155 | 10
3156 | 10
3157 | 10
3158 | 10
3159 | 10
3160 | 10
3161 | 10
3162 | 10
3163 | 10
3164 | 10
3165 | 10
3166 | 10
3167 | 10
3168 | 10
3169 | 5
3170 | 5
3171 | 5
3172 | 5
3173 | 5
3174 | 5
3175 | 5
3176 | 5
3177 | 5
3178 | 5
3179 | 5
3180 | 5
3181 | 5
3182 | 5
3183 | 5
3184 | 5
3185 | 5
3186 | 5
3187 | 5
3188 | 5
3189 | 5
3190 | 5
3191 | 5
3192 | 5
3193 | 9
3194 | 9
3195 | 9
3196 | 9
3197 | 9
3198 | 9
3199 | 9
3200 | 9
3201 | 9
3202 | 9
3203 | 9
3204 | 9
3205 | 9
3206 | 9
3207 | 9
3208 | 9
3209 | 9
3210 | 9
3211 | 9
3212 | 9
3213 | 9
3214 | 9
3215 | 9
3216 | 9
3217 | 7
3218 | 7
3219 | 7
3220 | 7
3221 | 7
3222 | 7
3223 | 7
3224 | 7
3225 | 7
3226 | 7
3227 | 7
3228 | 7
3229 | 7
3230 | 7
3231 | 7
3232 | 7
3233 | 7
3234 | 7
3235 | 7
3236 | 7
3237 | 7
3238 | 7
3239 | 7
3240 | 7
3241 | 8
3242 | 8
3243 | 8
3244 | 8
3245 | 8
3246 | 8
3247 | 8
3248 | 8
3249 | 8
3250 | 8
3251 | 8
3252 | 8
3253 | 8
3254 | 8
3255 | 8
3256 | 8
3257 | 8
3258 | 8
3259 | 8
3260 | 8
3261 | 8
3262 | 8
3263 | 8
3264 | 8
3265 | 5
3266 | 5
3267 | 5
3268 | 5
3269 | 5
3270 | 5
3271 | 5
3272 | 5
3273 | 5
3274 | 5
3275 | 5
3276 | 5
3277 | 5
3278 | 5
3279 | 5
3280 | 5
3281 | 5
3282 | 5
3283 | 5
3284 | 5
3285 | 5
3286 | 5
3287 | 5
3288 | 5
3289 | 10
3290 | 10
3291 | 10
3292 | 10
3293 | 10
3294 | 10
3295 | 10
3296 | 10
3297 | 10
3298 | 10
3299 | 10
3300 | 10
3301 | 10
3302 | 10
3303 | 10
3304 | 10
3305 | 10
3306 | 10
3307 | 10
3308 | 10
3309 | 10
3310 | 10
3311 | 10
3312 | 10
3313 | 11
3314 | 11
3315 | 11
3316 | 11
3317 | 11
3318 | 11
3319 | 11
3320 | 11
3321 | 11
3322 | 11
3323 | 11
3324 | 11
3325 | 11
3326 | 11
3327 | 11
3328 | 11
3329 | 11
3330 | 11
3331 | 11
3332 | 11
3333 | 11
3334 | 11
3335 | 11
3336 | 11
3337 | 10
3338 | 10
3339 | 10
3340 | 10
3341 | 10
3342 | 10
3343 | 10
3344 | 10
3345 | 10
3346 | 10
3347 | 10
3348 | 10
3349 | 10
3350 | 10
3351 | 10
3352 | 10
3353 | 10
3354 | 10
3355 | 10
3356 | 10
3357 | 10
3358 | 10
3359 | 10
3360 | 10
3361 | 9
3362 | 9
3363 | 9
3364 | 9
3365 | 9
3366 | 9
3367 | 9
3368 | 9
3369 | 9
3370 | 9
3371 | 9
3372 | 9
3373 | 9
3374 | 9
3375 | 9
3376 | 9
3377 | 9
3378 | 9
3379 | 9
3380 | 9
3381 | 9
3382 | 9
3383 | 9
3384 | 9
3385 | 7
3386 | 7
3387 | 7
3388 | 7
3389 | 7
3390 | 7
3391 | 7
3392 | 7
3393 | 7
3394 | 7
3395 | 7
3396 | 7
3397 | 7
3398 | 7
3399 | 7
3400 | 7
3401 | 7
3402 | 7
3403 | 7
3404 | 7
3405 | 7
3406 | 7
3407 | 7
3408 | 7
3409 | 10
3410 | 10
3411 | 10
3412 | 10
3413 | 10
3414 | 10
3415 | 10
3416 | 10
3417 | 10
3418 | 10
3419 | 10
3420 | 10
3421 | 10
3422 | 10
3423 | 10
3424 | 10
3425 | 10
3426 | 10
3427 | 10
3428 | 10
3429 | 10
3430 | 10
3431 | 10
3432 | 10
3433 | 11
3434 | 11
3435 | 11
3436 | 11
3437 | 11
3438 | 11
3439 | 11
3440 | 11
3441 | 11
3442 | 11
3443 | 11
3444 | 11
3445 | 11
3446 | 11
3447 | 11
3448 | 11
3449 | 11
3450 | 11
3451 | 11
3452 | 11
3453 | 11
3454 | 11
3455 | 11
3456 | 11
3457 | 11
3458 | 11
3459 | 11
3460 | 11
3461 | 11
3462 | 11
3463 | 11
3464 | 11
3465 | 11
3466 | 11
3467 | 11
3468 | 11
3469 | 11
3470 | 11
3471 | 11
3472 | 11
3473 | 11
3474 | 11
3475 | 11
3476 | 11
3477 | 11
3478 | 11
3479 | 11
3480 | 11
3481 | 11
3482 | 11
3483 | 11
3484 | 11
3485 | 11
3486 | 11
3487 | 11
3488 | 11
3489 | 11
3490 | 11
3491 | 11
3492 | 11
3493 | 11
3494 | 11
3495 | 11
3496 | 11
3497 | 11
3498 | 11
3499 | 11
3500 | 11
3501 | 11
3502 | 11
3503 | 11
3504 | 11
3505 | 11
3506 | 11
3507 | 11
3508 | 11
3509 | 11
3510 | 11
3511 | 11
3512 | 11
3513 | 11
3514 | 11
3515 | 11
3516 | 11
3517 | 11
3518 | 11
3519 | 11
3520 | 11
3521 | 11
3522 | 11
3523 | 11
3524 | 11
3525 | 11
3526 | 11
3527 | 11
3528 | 11
3529 | 12
3530 | 12
3531 | 12
3532 | 12
3533 | 12
3534 | 12
3535 | 12
3536 | 12
3537 | 12
3538 | 12
3539 | 12
3540 | 12
3541 | 12
3542 | 12
3543 | 12
3544 | 12
3545 | 12
3546 | 12
3547 | 12
3548 | 12
3549 | 12
3550 | 12
3551 | 12
3552 | 12
3553 | 7
3554 | 7
3555 | 7
3556 | 7
3557 | 7
3558 | 7
3559 | 7
3560 | 7
3561 | 7
3562 | 7
3563 | 7
3564 | 7
3565 | 7
3566 | 7
3567 | 7
3568 | 7
3569 | 7
3570 | 7
3571 | 7
3572 | 7
3573 | 7
3574 | 7
3575 | 7
3576 | 7
3577 | 10
3578 | 10
3579 | 10
3580 | 10
3581 | 10
3582 | 10
3583 | 10
3584 | 10
3585 | 10
3586 | 10
3587 | 10
3588 | 10
3589 | 10
3590 | 10
3591 | 10
3592 | 10
3593 | 10
3594 | 10
3595 | 10
3596 | 10
3597 | 10
3598 | 10
3599 | 10
3600 | 10
3601 | 11
3602 | 11
3603 | 11
3604 | 11
3605 | 11
3606 | 11
3607 | 11
3608 | 11
3609 | 11
3610 | 11
3611 | 11
3612 | 11
3613 | 11
3614 | 11
3615 | 11
3616 | 11
3617 | 11
3618 | 11
3619 | 11
3620 | 11
3621 | 11
3622 | 11
3623 | 11
3624 | 11
3625 | 10
3626 | 10
3627 | 10
3628 | 10
3629 | 10
3630 | 10
3631 | 10
3632 | 10
3633 | 10
3634 | 10
3635 | 10
3636 | 10
3637 | 10
3638 | 10
3639 | 10
3640 | 10
3641 | 10
3642 | 10
3643 | 10
3644 | 10
3645 | 10
3646 | 10
3647 | 10
3648 | 10
3649 | 8
3650 | 8
3651 | 8
3652 | 8
3653 | 8
3654 | 8
3655 | 8
3656 | 8
3657 | 8
3658 | 8
3659 | 8
3660 | 8
3661 | 8
3662 | 8
3663 | 8
3664 | 8
3665 | 8
3666 | 8
3667 | 8
3668 | 8
3669 | 8
3670 | 8
3671 | 8
3672 | 8
3673 | 8
3674 | 8
3675 | 8
3676 | 8
3677 | 8
3678 | 8
3679 | 8
3680 | 8
3681 | 8
3682 | 8
3683 | 8
3684 | 8
3685 | 8
3686 | 8
3687 | 8
3688 | 8
3689 | 8
3690 | 8
3691 | 8
3692 | 8
3693 | 8
3694 | 8
3695 | 8
3696 | 8
3697 | 7
3698 | 7
3699 | 7
3700 | 7
3701 | 7
3702 | 7
3703 | 7
3704 | 7
3705 | 7
3706 | 7
3707 | 7
3708 | 7
3709 | 7
3710 | 7
3711 | 7
3712 | 7
3713 | 7
3714 | 7
3715 | 7
3716 | 7
3717 | 7
3718 | 7
3719 | 7
3720 | 7
3721 | 9
3722 | 9
3723 | 9
3724 | 9
3725 | 9
3726 | 9
3727 | 9
3728 | 9
3729 | 9
3730 | 9
3731 | 9
3732 | 9
3733 | 9
3734 | 9
3735 | 9
3736 | 9
3737 | 9
3738 | 9
3739 | 9
3740 | 9
3741 | 9
3742 | 9
3743 | 9
3744 | 9
3745 | 11
3746 | 11
3747 | 11
3748 | 11
3749 | 11
3750 | 11
3751 | 11
3752 | 11
3753 | 11
3754 | 11
3755 | 11
3756 | 11
3757 | 11
3758 | 11
3759 | 11
3760 | 11
3761 | 11
3762 | 11
3763 | 11
3764 | 11
3765 | 11
3766 | 11
3767 | 11
3768 | 11
3769 | 11
3770 | 11
3771 | 11
3772 | 11
3773 | 11
3774 | 11
3775 | 11
3776 | 11
3777 | 11
3778 | 11
3779 | 11
3780 | 11
3781 | 11
3782 | 11
3783 | 11
3784 | 11
3785 | 11
3786 | 11
3787 | 11
3788 | 11
3789 | 11
3790 | 11
3791 | 11
3792 | 11
3793 | 11
3794 | 11
3795 | 11
3796 | 11
3797 | 11
3798 | 11
3799 | 11
3800 | 11
3801 | 11
3802 | 11
3803 | 11
3804 | 11
3805 | 11
3806 | 11
3807 | 11
3808 | 11
3809 | 11
3810 | 11
3811 | 11
3812 | 11
3813 | 11
3814 | 11
3815 | 11
3816 | 11
3817 | 11
3818 | 11
3819 | 11
3820 | 11
3821 | 11
3822 | 11
3823 | 11
3824 | 11
3825 | 11
3826 | 11
3827 | 11
3828 | 11
3829 | 11
3830 | 11
3831 | 11
3832 | 11
3833 | 11
3834 | 11
3835 | 11
3836 | 11
3837 | 11
3838 | 11
3839 | 11
3840 | 11
3841 | 11
3842 | 11
3843 | 11
3844 | 11
3845 | 11
3846 | 11
3847 | 11
3848 | 11
3849 | 11
3850 | 11
3851 | 11
3852 | 11
3853 | 11
3854 | 11
3855 | 11
3856 | 11
3857 | 11
3858 | 11
3859 | 11
3860 | 11
3861 | 11
3862 | 11
3863 | 11
3864 | 11
3865 | 12
3866 | 12
3867 | 12
3868 | 12
3869 | 12
3870 | 12
3871 | 12
3872 | 12
3873 | 12
3874 | 12
3875 | 12
3876 | 12
3877 | 12
3878 | 12
3879 | 12
3880 | 12
3881 | 12
3882 | 12
3883 | 12
3884 | 12
3885 | 12
3886 | 12
3887 | 12
3888 | 12
3889 | 12
3890 | 12
3891 | 12
3892 | 12
3893 | 12
3894 | 12
3895 | 12
3896 | 12
3897 | 12
3898 | 12
3899 | 12
3900 | 12
3901 | 12
3902 | 12
3903 | 12
3904 | 12
3905 | 12
3906 | 12
3907 | 12
3908 | 12
3909 | 12
3910 | 12
3911 | 12
3912 | 12
3913 | 11
3914 | 11
3915 | 11
3916 | 11
3917 | 11
3918 | 11
3919 | 11
3920 | 11
3921 | 11
3922 | 11
3923 | 11
3924 | 11
3925 | 11
3926 | 11
3927 | 11
3928 | 11
3929 | 11
3930 | 11
3931 | 11
3932 | 11
3933 | 11
3934 | 11
3935 | 11
3936 | 11
3937 | 11
3938 | 11
3939 | 11
3940 | 11
3941 | 11
3942 | 11
3943 | 11
3944 | 11
3945 | 11
3946 | 11
3947 | 11
3948 | 11
3949 | 11
3950 | 11
3951 | 11
3952 | 11
3953 | 11
3954 | 11
3955 | 11
3956 | 11
3957 | 11
3958 | 11
3959 | 11
3960 | 11
3961 | 11
3962 | 11
3963 | 11
3964 | 11
3965 | 11
3966 | 11
3967 | 11
3968 | 11
3969 | 11
3970 | 11
3971 | 11
3972 | 11
3973 | 11
3974 | 11
3975 | 11
3976 | 11
3977 | 11
3978 | 11
3979 | 11
3980 | 11
3981 | 11
3982 | 11
3983 | 11
3984 | 11
3985 | 11
3986 | 11
3987 | 11
3988 | 11
3989 | 11
3990 | 11
3991 | 11
3992 | 11
3993 | 11
3994 | 11
3995 | 11
3996 | 11
3997 | 11
3998 | 11
3999 | 11
4000 | 11
4001 | 11
4002 | 11
4003 | 11
4004 | 11
4005 | 11
4006 | 11
4007 | 11
4008 | 11
4009 | 11
4010 | 11
4011 | 11
4012 | 11
4013 | 11
4014 | 11
4015 | 11
4016 | 11
4017 | 11
4018 | 11
4019 | 11
4020 | 11
4021 | 11
4022 | 11
4023 | 11
4024 | 11
4025 | 11
4026 | 11
4027 | 11
4028 | 11
4029 | 11
4030 | 11
4031 | 11
4032 | 11
4033 | 9
4034 | 9
4035 | 9
4036 | 9
4037 | 9
4038 | 9
4039 | 9
4040 | 9
4041 | 9
4042 | 9
4043 | 9
4044 | 9
4045 | 9
4046 | 9
4047 | 9
4048 | 9
4049 | 9
4050 | 9
4051 | 9
4052 | 9
4053 | 9
4054 | 9
4055 | 9
4056 | 9
4057 | 9
4058 | 9
4059 | 9
4060 | 9
4061 | 9
4062 | 9
4063 | 9
4064 | 9
4065 | 9
4066 | 9
4067 | 9
4068 | 9
4069 | 9
4070 | 9
4071 | 9
4072 | 9
4073 | 9
4074 | 9
4075 | 9
4076 | 9
4077 | 9
4078 | 9
4079 | 9
4080 | 9
4081 | 11
4082 | 11
4083 | 11
4084 | 11
4085 | 11
4086 | 11
4087 | 11
4088 | 11
4089 | 11
4090 | 11
4091 | 11
4092 | 11
4093 | 11
4094 | 11
4095 | 11
4096 | 11
4097 | 11
4098 | 11
4099 | 11
4100 | 11
4101 | 11
4102 | 11
4103 | 11
4104 | 11
4105 | 11
4106 | 11
4107 | 11
4108 | 11
4109 | 11
4110 | 11
4111 | 11
4112 | 11
4113 | 11
4114 | 11
4115 | 11
4116 | 11
4117 | 11
4118 | 11
4119 | 11
4120 | 11
4121 | 11
4122 | 11
4123 | 11
4124 | 11
4125 | 11
4126 | 11
4127 | 11
4128 | 11
4129 | 11
4130 | 11
4131 | 11
4132 | 11
4133 | 11
4134 | 11
4135 | 11
4136 | 11
4137 | 11
4138 | 11
4139 | 11
4140 | 11
4141 | 11
4142 | 11
4143 | 11
4144 | 11
4145 | 11
4146 | 11
4147 | 11
4148 | 11
4149 | 11
4150 | 11
4151 | 11
4152 | 11
4153 | 11
4154 | 11
4155 | 11
4156 | 11
4157 | 11
4158 | 11
4159 | 11
4160 | 11
4161 | 11
4162 | 11
4163 | 11
4164 | 11
4165 | 11
4166 | 11
4167 | 11
4168 | 11
4169 | 11
4170 | 11
4171 | 11
4172 | 11
4173 | 11
4174 | 11
4175 | 11
4176 | 11
4177 | 10
4178 | 10
4179 | 10
4180 | 10
4181 | 10
4182 | 10
4183 | 10
4184 | 10
4185 | 10
4186 | 10
4187 | 10
4188 | 10
4189 | 10
4190 | 10
4191 | 10
4192 | 10
4193 | 10
4194 | 10
4195 | 10
4196 | 10
4197 | 10
4198 | 10
4199 | 10
4200 | 10
4201 | 12
4202 | 12
4203 | 12
4204 | 12
4205 | 12
4206 | 12
4207 | 12
4208 | 12
4209 | 12
4210 | 12
4211 | 12
4212 | 12
4213 | 12
4214 | 12
4215 | 12
4216 | 12
4217 | 12
4218 | 12
4219 | 12
4220 | 12
4221 | 12
4222 | 12
4223 | 12
4224 | 12
4225 | 12
4226 | 12
4227 | 12
4228 | 12
4229 | 12
4230 | 12
4231 | 12
4232 | 12
4233 | 12
4234 | 12
4235 | 12
4236 | 12
4237 | 12
4238 | 12
4239 | 12
4240 | 12
4241 | 12
4242 | 12
4243 | 12
4244 | 12
4245 | 12
4246 | 12
4247 | 12
4248 | 12
4249 | 11
4250 | 11
4251 | 11
4252 | 11
4253 | 11
4254 | 11
4255 | 11
4256 | 11
4257 | 11
4258 | 11
4259 | 11
4260 | 11
4261 | 11
4262 | 11
4263 | 11
4264 | 11
4265 | 11
4266 | 11
4267 | 11
4268 | 11
4269 | 11
4270 | 11
4271 | 11
4272 | 11
4273 | 10
4274 | 10
4275 | 10
4276 | 10
4277 | 10
4278 | 10
4279 | 10
4280 | 10
4281 | 10
4282 | 10
4283 | 10
4284 | 10
4285 | 10
4286 | 10
4287 | 10
4288 | 10
4289 | 10
4290 | 10
4291 | 10
4292 | 10
4293 | 10
4294 | 10
4295 | 10
4296 | 10
4297 | 8
4298 | 8
4299 | 8
4300 | 8
4301 | 8
4302 | 8
4303 | 8
4304 | 8
4305 | 8
4306 | 8
4307 | 8
4308 | 8
4309 | 8
4310 | 8
4311 | 8
4312 | 8
4313 | 8
4314 | 8
4315 | 8
4316 | 8
4317 | 8
4318 | 8
4319 | 8
4320 | 8
4321 | 10
4322 | 10
4323 | 10
4324 | 10
4325 | 10
4326 | 10
4327 | 10
4328 | 10
4329 | 10
4330 | 10
4331 | 10
4332 | 10
4333 | 10
4334 | 10
4335 | 10
4336 | 10
4337 | 10
4338 | 10
4339 | 10
4340 | 10
4341 | 10
4342 | 10
4343 | 10
4344 | 10
4345 | 11
4346 | 11
4347 | 11
4348 | 11
4349 | 11
4350 | 11
4351 | 11
4352 | 11
4353 | 11
4354 | 11
4355 | 11
4356 | 11
4357 | 11
4358 | 11
4359 | 11
4360 | 11
4361 | 11
4362 | 11
4363 | 11
4364 | 11
4365 | 11
4366 | 11
4367 | 11
4368 | 11
4369 | 12
4370 | 12
4371 | 12
4372 | 12
4373 | 12
4374 | 12
4375 | 12
4376 | 12
4377 | 12
4378 | 12
4379 | 12
4380 | 12
4381 | 12
4382 | 12
4383 | 12
4384 | 12
4385 | 12
4386 | 12
4387 | 12
4388 | 12
4389 | 12
4390 | 12
4391 | 12
4392 | 12
4393 | 12
4394 | 12
4395 | 12
4396 | 12
4397 | 12
4398 | 12
4399 | 12
4400 | 12
4401 | 12
4402 | 12
4403 | 12
4404 | 12
4405 | 12
4406 | 12
4407 | 12
4408 | 12
4409 | 12
4410 | 12
4411 | 12
4412 | 12
4413 | 12
4414 | 12
4415 | 12
4416 | 12
4417 | 11
4418 | 11
4419 | 11
4420 | 11
4421 | 11
4422 | 11
4423 | 11
4424 | 11
4425 | 11
4426 | 11
4427 | 11
4428 | 11
4429 | 11
4430 | 11
4431 | 11
4432 | 11
4433 | 11
4434 | 11
4435 | 11
4436 | 11
4437 | 11
4438 | 11
4439 | 11
4440 | 11
4441 | 11
4442 | 11
4443 | 11
4444 | 11
4445 | 11
4446 | 11
4447 | 11
4448 | 11
4449 | 11
4450 | 11
4451 | 11
4452 | 11
4453 | 11
4454 | 11
4455 | 11
4456 | 11
4457 | 11
4458 | 11
4459 | 11
4460 | 11
4461 | 11
4462 | 11
4463 | 11
4464 | 11
4465 | 11
4466 | 11
4467 | 11
4468 | 11
4469 | 11
4470 | 11
4471 | 11
4472 | 11
4473 | 11
4474 | 11
4475 | 11
4476 | 11
4477 | 11
4478 | 11
4479 | 11
4480 | 11
4481 | 11
4482 | 11
4483 | 11
4484 | 11
4485 | 11
4486 | 11
4487 | 11
4488 | 11
4489 | 11
4490 | 11
4491 | 11
4492 | 11
4493 | 11
4494 | 11
4495 | 11
4496 | 11
4497 | 11
4498 | 11
4499 | 11
4500 | 11
4501 | 11
4502 | 11
4503 | 11
4504 | 11
4505 | 11
4506 | 11
4507 | 11
4508 | 11
4509 | 11
4510 | 11
4511 | 11
4512 | 11
4513 | 11
4514 | 11
4515 | 11
4516 | 11
4517 | 11
4518 | 11
4519 | 11
4520 | 11
4521 | 11
4522 | 11
4523 | 11
4524 | 11
4525 | 11
4526 | 11
4527 | 11
4528 | 11
4529 | 11
4530 | 11
4531 | 11
4532 | 11
4533 | 11
4534 | 11
4535 | 11
4536 | 11
4537 | 12
4538 | 12
4539 | 12
4540 | 12
4541 | 12
4542 | 12
4543 | 12
4544 | 12
4545 | 12
4546 | 12
4547 | 12
4548 | 12
4549 | 12
4550 | 12
4551 | 12
4552 | 12
4553 | 12
4554 | 12
4555 | 12
4556 | 12
4557 | 12
4558 | 12
4559 | 12
4560 | 12
4561 | 12
4562 | 12
4563 | 12
4564 | 12
4565 | 12
4566 | 12
4567 | 12
4568 | 12
4569 | 12
4570 | 12
4571 | 12
4572 | 12
4573 | 12
4574 | 12
4575 | 12
4576 | 12
4577 | 12
4578 | 12
4579 | 12
4580 | 12
4581 | 12
4582 | 12
4583 | 12
4584 | 12
4585 | 11
4586 | 11
4587 | 11
4588 | 11
4589 | 11
4590 | 11
4591 | 11
4592 | 11
4593 | 11
4594 | 11
4595 | 11
4596 | 11
4597 | 11
4598 | 11
4599 | 11
4600 | 11
4601 | 11
4602 | 11
4603 | 11
4604 | 11
4605 | 11
4606 | 11
4607 | 11
4608 | 11
4609 | 11
4610 | 11
4611 | 11
4612 | 11
4613 | 11
4614 | 11
4615 | 11
4616 | 11
4617 | 11
4618 | 11
4619 | 11
4620 | 11
4621 | 11
4622 | 11
4623 | 11
4624 | 11
4625 | 11
4626 | 11
4627 | 11
4628 | 11
4629 | 11
4630 | 11
4631 | 11
4632 | 11
4633 | 11
4634 | 11
4635 | 11
4636 | 11
4637 | 11
4638 | 11
4639 | 11
4640 | 11
4641 | 11
4642 | 11
4643 | 11
4644 | 11
4645 | 11
4646 | 11
4647 | 11
4648 | 11
4649 | 11
4650 | 11
4651 | 11
4652 | 11
4653 | 11
4654 | 11
4655 | 11
4656 | 11
4657 | 11
4658 | 11
4659 | 11
4660 | 11
4661 | 11
4662 | 11
4663 | 11
4664 | 11
4665 | 11
4666 | 11
4667 | 11
4668 | 11
4669 | 11
4670 | 11
4671 | 11
4672 | 11
4673 | 11
4674 | 11
4675 | 11
4676 | 11
4677 | 11
4678 | 11
4679 | 11
4680 | 11
4681 | 11
4682 | 11
4683 | 11
4684 | 11
4685 | 11
4686 | 11
4687 | 11
4688 | 11
4689 | 11
4690 | 11
4691 | 11
4692 | 11
4693 | 11
4694 | 11
4695 | 11
4696 | 11
4697 | 11
4698 | 11
4699 | 11
4700 | 11
4701 | 11
4702 | 11
4703 | 11
4704 | 11
4705 | 12
4706 | 12
4707 | 12
4708 | 12
4709 | 12
4710 | 12
4711 | 12
4712 | 12
4713 | 12
4714 | 12
4715 | 12
4716 | 12
4717 | 12
4718 | 12
4719 | 12
4720 | 12
4721 | 12
4722 | 12
4723 | 12
4724 | 12
4725 | 12
4726 | 12
4727 | 12
4728 | 12
4729 | 9
4730 | 9
4731 | 9
4732 | 9
4733 | 9
4734 | 9
4735 | 9
4736 | 9
4737 | 9
4738 | 9
4739 | 9
4740 | 9
4741 | 9
4742 | 9
4743 | 9
4744 | 9
4745 | 9
4746 | 9
4747 | 9
4748 | 9
4749 | 9
4750 | 9
4751 | 9
4752 | 9
4753 | 11
4754 | 11
4755 | 11
4756 | 11
4757 | 11
4758 | 11
4759 | 11
4760 | 11
4761 | 11
4762 | 11
4763 | 11
4764 | 11
4765 | 11
4766 | 11
4767 | 11
4768 | 11
4769 | 11
4770 | 11
4771 | 11
4772 | 11
4773 | 11
4774 | 11
4775 | 11
4776 | 11
4777 | 11
4778 | 11
4779 | 11
4780 | 11
4781 | 11
4782 | 11
4783 | 11
4784 | 11
4785 | 11
4786 | 11
4787 | 11
4788 | 11
4789 | 11
4790 | 11
4791 | 11
4792 | 11
4793 | 11
4794 | 11
4795 | 11
4796 | 11
4797 | 11
4798 | 11
4799 | 11
4800 | 11
4801 | 11
4802 | 11
4803 | 11
4804 | 11
4805 | 11
4806 | 11
4807 | 11
4808 | 11
4809 | 11
4810 | 11
4811 | 11
4812 | 11
4813 | 11
4814 | 11
4815 | 11
4816 | 11
4817 | 11
4818 | 11
4819 | 11
4820 | 11
4821 | 11
4822 | 11
4823 | 11
4824 | 11
4825 | 11
4826 | 11
4827 | 11
4828 | 11
4829 | 11
4830 | 11
4831 | 11
4832 | 11
4833 | 11
4834 | 11
4835 | 11
4836 | 11
4837 | 11
4838 | 11
4839 | 11
4840 | 11
4841 | 11
4842 | 11
4843 | 11
4844 | 11
4845 | 11
4846 | 11
4847 | 11
4848 | 11
4849 | 8
4850 | 8
4851 | 8
4852 | 8
4853 | 8
4854 | 8
4855 | 8
4856 | 8
4857 | 8
4858 | 8
4859 | 8
4860 | 8
4861 | 8
4862 | 8
4863 | 8
4864 | 8
4865 | 8
4866 | 8
4867 | 8
4868 | 8
4869 | 8
4870 | 8
4871 | 8
4872 | 8
4873 | 9
4874 | 9
4875 | 9
4876 | 9
4877 | 9
4878 | 9
4879 | 9
4880 | 9
4881 | 9
4882 | 9
4883 | 9
4884 | 9
4885 | 9
4886 | 9
4887 | 9
4888 | 9
4889 | 9
4890 | 9
4891 | 9
4892 | 9
4893 | 9
4894 | 9
4895 | 9
4896 | 9
4897 | 9
4898 | 9
4899 | 9
4900 | 9
4901 | 9
4902 | 9
4903 | 9
4904 | 9
4905 | 9
4906 | 9
4907 | 9
4908 | 9
4909 | 9
4910 | 9
4911 | 9
4912 | 9
4913 | 9
4914 | 9
4915 | 9
4916 | 9
4917 | 9
4918 | 9
4919 | 9
4920 | 9
4921 | 10
4922 | 10
4923 | 10
4924 | 10
4925 | 10
4926 | 10
4927 | 10
4928 | 10
4929 | 10
4930 | 10
4931 | 10
4932 | 10
4933 | 10
4934 | 10
4935 | 10
4936 | 10
4937 | 10
4938 | 10
4939 | 10
4940 | 10
4941 | 10
4942 | 10
4943 | 10
4944 | 10
4945 | 10
4946 | 10
4947 | 10
4948 | 10
4949 | 10
4950 | 10
4951 | 10
4952 | 10
4953 | 10
4954 | 10
4955 | 10
4956 | 10
4957 | 10
4958 | 10
4959 | 10
4960 | 10
4961 | 10
4962 | 10
4963 | 10
4964 | 10
4965 | 10
4966 | 10
4967 | 10
4968 | 10
4969 | 10
4970 | 10
4971 | 10
4972 | 10
4973 | 10
4974 | 10
4975 | 10
4976 | 10
4977 | 10
4978 | 10
4979 | 10
4980 | 10
4981 | 10
4982 | 10
4983 | 10
4984 | 10
4985 | 10
4986 | 10
4987 | 10
4988 | 10
4989 | 10
4990 | 10
4991 | 10
4992 | 10
4993 | 10
4994 | 10
4995 | 10
4996 | 10
4997 | 10
4998 | 10
4999 | 10
5000 | 10
5001 | 10
5002 | 10
5003 | 10
5004 | 10
5005 | 10
5006 | 10
5007 | 10
5008 | 10
5009 | 10
5010 | 10
5011 | 10
5012 | 10
5013 | 10
5014 | 10
5015 | 10
5016 | 10
5017 | 10
5018 | 10
5019 | 10
5020 | 10
5021 | 10
5022 | 10
5023 | 10
5024 | 10
5025 | 10
5026 | 10
5027 | 10
5028 | 10
5029 | 10
5030 | 10
5031 | 10
5032 | 10
5033 | 10
5034 | 10
5035 | 10
5036 | 10
5037 | 10
5038 | 10
5039 | 10
5040 | 10
5041 | 9
5042 | 9
5043 | 9
5044 | 9
5045 | 9
5046 | 9
5047 | 9
5048 | 9
5049 | 9
5050 | 9
5051 | 9
5052 | 9
5053 | 9
5054 | 9
5055 | 9
5056 | 9
5057 | 9
5058 | 9
5059 | 9
5060 | 9
5061 | 9
5062 | 9
5063 | 9
5064 | 9
5065 | 12
5066 | 12
5067 | 12
5068 | 12
5069 | 12
5070 | 12
5071 | 12
5072 | 12
5073 | 12
5074 | 12
5075 | 12
5076 | 12
5077 | 12
5078 | 12
5079 | 12
5080 | 12
5081 | 12
5082 | 12
5083 | 12
5084 | 12
5085 | 12
5086 | 12
5087 | 12
5088 | 12
5089 | 8
5090 | 8
5091 | 8
5092 | 8
5093 | 8
5094 | 8
5095 | 8
5096 | 8
5097 | 8
5098 | 8
5099 | 8
5100 | 8
5101 | 8
5102 | 8
5103 | 8
5104 | 8
5105 | 8
5106 | 8
5107 | 8
5108 | 8
5109 | 8
5110 | 8
5111 | 8
5112 | 8
5113 | 10
5114 | 10
5115 | 10
5116 | 10
5117 | 10
5118 | 10
5119 | 10
5120 | 10
5121 | 10
5122 | 10
5123 | 10
5124 | 10
5125 | 10
5126 | 10
5127 | 10
5128 | 10
5129 | 10
5130 | 10
5131 | 10
5132 | 10
5133 | 10
5134 | 10
5135 | 10
5136 | 10
5137 | 10
5138 | 10
5139 | 10
5140 | 10
5141 | 10
5142 | 10
5143 | 10
5144 | 10
5145 | 10
5146 | 10
5147 | 10
5148 | 10
5149 | 10
5150 | 10
5151 | 10
5152 | 10
5153 | 10
5154 | 10
5155 | 10
5156 | 10
5157 | 10
5158 | 10
5159 | 10
5160 | 10
5161 | 11
5162 | 11
5163 | 11
5164 | 11
5165 | 11
5166 | 11
5167 | 11
5168 | 11
5169 | 11
5170 | 11
5171 | 11
5172 | 11
5173 | 11
5174 | 11
5175 | 11
5176 | 11
5177 | 11
5178 | 11
5179 | 11
5180 | 11
5181 | 11
5182 | 11
5183 | 11
5184 | 11
5185 | 8
5186 | 8
5187 | 8
5188 | 8
5189 | 8
5190 | 8
5191 | 8
5192 | 8
5193 | 8
5194 | 8
5195 | 8
5196 | 8
5197 | 8
5198 | 8
5199 | 8
5200 | 8
5201 | 8
5202 | 8
5203 | 8
5204 | 8
5205 | 8
5206 | 8
5207 | 8
5208 | 8
5209 | 9
5210 | 9
5211 | 9
5212 | 9
5213 | 9
5214 | 9
5215 | 9
5216 | 9
5217 | 9
5218 | 9
5219 | 9
5220 | 9
5221 | 9
5222 | 9
5223 | 9
5224 | 9
5225 | 9
5226 | 9
5227 | 9
5228 | 9
5229 | 9
5230 | 9
5231 | 9
5232 | 9
5233 | 9
5234 | 9
5235 | 9
5236 | 9
5237 | 9
5238 | 9
5239 | 9
5240 | 9
5241 | 9
5242 | 9
5243 | 9
5244 | 9
5245 | 9
5246 | 9
5247 | 9
5248 | 9
5249 | 9
5250 | 9
5251 | 9
5252 | 9
5253 | 9
5254 | 9
5255 | 9
5256 | 9
5257 | 11
5258 | 11
5259 | 11
5260 | 11
5261 | 11
5262 | 11
5263 | 11
5264 | 11
5265 | 11
5266 | 11
5267 | 11
5268 | 11
5269 | 11
5270 | 11
5271 | 11
5272 | 11
5273 | 11
5274 | 11
5275 | 11
5276 | 11
5277 | 11
5278 | 11
5279 | 11
5280 | 11
5281 | 11
5282 | 11
5283 | 11
5284 | 11
5285 | 11
5286 | 11
5287 | 11
5288 | 11
5289 | 11
5290 | 11
5291 | 11
5292 | 11
5293 | 11
5294 | 11
5295 | 11
5296 | 11
5297 | 11
5298 | 11
5299 | 11
5300 | 11
5301 | 11
5302 | 11
5303 | 11
5304 | 11
5305 | 8
5306 | 8
5307 | 8
5308 | 8
5309 | 8
5310 | 8
5311 | 8
5312 | 8
5313 | 8
5314 | 8
5315 | 8
5316 | 8
5317 | 8
5318 | 8
5319 | 8
5320 | 8
5321 | 8
5322 | 8
5323 | 8
5324 | 8
5325 | 8
5326 | 8
5327 | 8
5328 | 8
5329 | 8
5330 | 8
5331 | 8
5332 | 8
5333 | 8
5334 | 8
5335 | 8
5336 | 8
5337 | 8
5338 | 8
5339 | 8
5340 | 8
5341 | 8
5342 | 8
5343 | 8
5344 | 8
5345 | 8
5346 | 8
5347 | 8
5348 | 8
5349 | 8
5350 | 8
5351 | 8
5352 | 8
5353 | 10
5354 | 10
5355 | 10
5356 | 10
5357 | 10
5358 | 10
5359 | 10
5360 | 10
5361 | 10
5362 | 10
5363 | 10
5364 | 10
5365 | 10
5366 | 10
5367 | 10
5368 | 10
5369 | 10
5370 | 10
5371 | 10
5372 | 10
5373 | 10
5374 | 10
5375 | 10
5376 | 10
5377 | 9
5378 | 9
5379 | 9
5380 | 9
5381 | 9
5382 | 9
5383 | 9
5384 | 9
5385 | 9
5386 | 9
5387 | 9
5388 | 9
5389 | 9
5390 | 9
5391 | 9
5392 | 9
5393 | 9
5394 | 9
5395 | 9
5396 | 9
5397 | 9
5398 | 9
5399 | 9
5400 | 9
5401 | 12
5402 | 12
5403 | 12
5404 | 12
5405 | 12
5406 | 12
5407 | 12
5408 | 12
5409 | 12
5410 | 12
5411 | 12
5412 | 12
5413 | 12
5414 | 12
5415 | 12
5416 | 12
5417 | 12
5418 | 12
5419 | 12
5420 | 12
5421 | 12
5422 | 12
5423 | 12
5424 | 12
5425 | 11
5426 | 11
5427 | 11
5428 | 11
5429 | 11
5430 | 11
5431 | 11
5432 | 11
5433 | 11
5434 | 11
5435 | 11
5436 | 11
5437 | 11
5438 | 11
5439 | 11
5440 | 11
5441 | 11
5442 | 11
5443 | 11
5444 | 11
5445 | 11
5446 | 11
5447 | 11
5448 | 11
5449 | 11
5450 | 11
5451 | 11
5452 | 11
5453 | 11
5454 | 11
5455 | 11
5456 | 11
5457 | 11
5458 | 11
5459 | 11
5460 | 11
5461 | 11
5462 | 11
5463 | 11
5464 | 11
5465 | 11
5466 | 11
5467 | 11
5468 | 11
5469 | 11
5470 | 11
5471 | 11
5472 | 11
5473 | 11
5474 | 11
5475 | 11
5476 | 11
5477 | 11
5478 | 11
5479 | 11
5480 | 11
5481 | 11
5482 | 11
5483 | 11
5484 | 11
5485 | 11
5486 | 11
5487 | 11
5488 | 11
5489 | 11
5490 | 11
5491 | 11
5492 | 11
5493 | 11
5494 | 11
5495 | 11
5496 | 11
5497 | 11
5498 | 11
5499 | 11
5500 | 11
5501 | 11
5502 | 11
5503 | 11
5504 | 11
5505 | 11
5506 | 11
5507 | 11
5508 | 11
5509 | 11
5510 | 11
5511 | 11
5512 | 11
5513 | 11
5514 | 11
5515 | 11
5516 | 11
5517 | 11
5518 | 11
5519 | 11
5520 | 11
5521 | 8
5522 | 8
5523 | 8
5524 | 8
5525 | 8
5526 | 8
5527 | 8
5528 | 8
5529 | 8
5530 | 8
5531 | 8
5532 | 8
5533 | 8
5534 | 8
5535 | 8
5536 | 8
5537 | 8
5538 | 8
5539 | 8
5540 | 8
5541 | 8
5542 | 8
5543 | 8
5544 | 8
5545 | 9
5546 | 9
5547 | 9
5548 | 9
5549 | 9
5550 | 9
5551 | 9
5552 | 9
5553 | 9
5554 | 9
5555 | 9
5556 | 9
5557 | 9
5558 | 9
5559 | 9
5560 | 9
5561 | 9
5562 | 9
5563 | 9
5564 | 9
5565 | 9
5566 | 9
5567 | 9
5568 | 9
5569 | 7
5570 | 7
5571 | 7
5572 | 7
5573 | 7
5574 | 7
5575 | 7
5576 | 7
5577 | 7
5578 | 7
5579 | 7
5580 | 7
5581 | 7
5582 | 7
5583 | 7
5584 | 7
5585 | 7
5586 | 7
5587 | 7
5588 | 7
5589 | 7
5590 | 7
5591 | 7
5592 | 7
5593 | 8
5594 | 8
5595 | 8
5596 | 8
5597 | 8
5598 | 8
5599 | 8
5600 | 8
5601 | 8
5602 | 8
5603 | 8
5604 | 8
5605 | 8
5606 | 8
5607 | 8
5608 | 8
5609 | 8
5610 | 8
5611 | 8
5612 | 8
5613 | 8
5614 | 8
5615 | 8
5616 | 8
5617 | 10
5618 | 10
5619 | 10
5620 | 10
5621 | 10
5622 | 10
5623 | 10
5624 | 10
5625 | 10
5626 | 10
5627 | 10
5628 | 10
5629 | 10
5630 | 10
5631 | 10
5632 | 10
5633 | 10
5634 | 10
5635 | 10
5636 | 10
5637 | 10
5638 | 10
5639 | 10
5640 | 10
5641 | 11
5642 | 11
5643 | 11
5644 | 11
5645 | 11
5646 | 11
5647 | 11
5648 | 11
5649 | 11
5650 | 11
5651 | 11
5652 | 11
5653 | 11
5654 | 11
5655 | 11
5656 | 11
5657 | 11
5658 | 11
5659 | 11
5660 | 11
5661 | 11
5662 | 11
5663 | 11
5664 | 11
5665 | 11
5666 | 11
5667 | 11
5668 | 11
5669 | 11
5670 | 11
5671 | 11
5672 | 11
5673 | 11
5674 | 11
5675 | 11
5676 | 11
5677 | 11
5678 | 11
5679 | 11
5680 | 11
5681 | 11
5682 | 11
5683 | 11
5684 | 11
5685 | 11
5686 | 11
5687 | 11
5688 | 11
5689 | 11
5690 | 11
5691 | 11
5692 | 11
5693 | 11
5694 | 11
5695 | 11
5696 | 11
5697 | 11
5698 | 11
5699 | 11
5700 | 11
5701 | 11
5702 | 11
5703 | 11
5704 | 11
5705 | 11
5706 | 11
5707 | 11
5708 | 11
5709 | 11
5710 | 11
5711 | 11
5712 | 11
5713 | 12
5714 | 12
5715 | 12
5716 | 12
5717 | 12
5718 | 12
5719 | 12
5720 | 12
5721 | 12
5722 | 12
5723 | 12
5724 | 12
5725 | 12
5726 | 12
5727 | 12
5728 | 12
5729 | 12
5730 | 12
5731 | 12
5732 | 12
5733 | 12
5734 | 12
5735 | 12
5736 | 12
5737 | 12
5738 | 12
5739 | 12
5740 | 12
5741 | 12
5742 | 12
5743 | 12
5744 | 12
5745 | 12
5746 | 12
5747 | 12
5748 | 12
5749 | 12
5750 | 12
5751 | 12
5752 | 12
5753 | 12
5754 | 12
5755 | 12
5756 | 12
5757 | 12
5758 | 12
5759 | 12
5760 | 12
5761 | 11
5762 | 11
5763 | 11
5764 | 11
5765 | 11
5766 | 11
5767 | 11
5768 | 11
5769 | 11
5770 | 11
5771 | 11
5772 | 11
5773 | 11
5774 | 11
5775 | 11
5776 | 11
5777 | 11
5778 | 11
5779 | 11
5780 | 11
5781 | 11
5782 | 11
5783 | 11
5784 | 11
5785 | 8
5786 | 8
5787 | 8
5788 | 8
5789 | 8
5790 | 8
5791 | 8
5792 | 8
5793 | 8
5794 | 8
5795 | 8
5796 | 8
5797 | 8
5798 | 8
5799 | 8
5800 | 8
5801 | 8
5802 | 8
5803 | 8
5804 | 8
5805 | 8
5806 | 8
5807 | 8
5808 | 8
5809 | 10
5810 | 10
5811 | 10
5812 | 10
5813 | 10
5814 | 10
5815 | 10
5816 | 10
5817 | 10
5818 | 10
5819 | 10
5820 | 10
5821 | 10
5822 | 10
5823 | 10
5824 | 10
5825 | 10
5826 | 10
5827 | 10
5828 | 10
5829 | 10
5830 | 10
5831 | 10
5832 | 10
5833 | 10
5834 | 10
5835 | 10
5836 | 10
5837 | 10
5838 | 10
5839 | 10
5840 | 10
5841 | 10
5842 | 10
5843 | 10
5844 | 10
5845 | 10
5846 | 10
5847 | 10
5848 | 10
5849 | 10
5850 | 10
5851 | 10
5852 | 10
5853 | 10
5854 | 10
5855 | 10
5856 | 10
5857 | 10
5858 | 10
5859 | 10
5860 | 10
5861 | 10
5862 | 10
5863 | 10
5864 | 10
5865 | 10
5866 | 10
5867 | 10
5868 | 10
5869 | 10
5870 | 10
5871 | 10
5872 | 10
5873 | 10
5874 | 10
5875 | 10
5876 | 10
5877 | 10
5878 | 10
5879 | 10
5880 | 10
5881 | 9
5882 | 9
5883 | 9
5884 | 9
5885 | 9
5886 | 9
5887 | 9
5888 | 9
5889 | 9
5890 | 9
5891 | 9
5892 | 9
5893 | 9
5894 | 9
5895 | 9
5896 | 9
5897 | 9
5898 | 9
5899 | 9
5900 | 9
5901 | 9
5902 | 9
5903 | 9
5904 | 9
5905 | 9
5906 | 9
5907 | 9
5908 | 9
5909 | 9
5910 | 9
5911 | 9
5912 | 9
5913 | 9
5914 | 9
5915 | 9
5916 | 9
5917 | 9
5918 | 9
5919 | 9
5920 | 9
5921 | 9
5922 | 9
5923 | 9
5924 | 9
5925 | 9
5926 | 9
5927 | 9
5928 | 9
5929 | 10
5930 | 10
5931 | 10
5932 | 10
5933 | 10
5934 | 10
5935 | 10
5936 | 10
5937 | 10
5938 | 10
5939 | 10
5940 | 10
5941 | 10
5942 | 10
5943 | 10
5944 | 10
5945 | 10
5946 | 10
5947 | 10
5948 | 10
5949 | 10
5950 | 10
5951 | 10
5952 | 10
5953 | 10
5954 | 10
5955 | 10
5956 | 10
5957 | 10
5958 | 10
5959 | 10
5960 | 10
5961 | 10
5962 | 10
5963 | 10
5964 | 10
5965 | 10
5966 | 10
5967 | 10
5968 | 10
5969 | 10
5970 | 10
5971 | 10
5972 | 10
5973 | 10
5974 | 10
5975 | 10
5976 | 10
5977 | 6
5978 | 6
5979 | 6
5980 | 6
5981 | 6
5982 | 6
5983 | 6
5984 | 6
5985 | 6
5986 | 6
5987 | 6
5988 | 6
5989 | 6
5990 | 6
5991 | 6
5992 | 6
5993 | 6
5994 | 6
5995 | 6
5996 | 6
5997 | 6
5998 | 6
5999 | 6
6000 | 6
6001 | 8
6002 | 8
6003 | 8
6004 | 8
6005 | 8
6006 | 8
6007 | 8
6008 | 8
6009 | 8
6010 | 8
6011 | 8
6012 | 8
6013 | 8
6014 | 8
6015 | 8
6016 | 8
6017 | 8
6018 | 8
6019 | 8
6020 | 8
6021 | 8
6022 | 8
6023 | 8
6024 | 8
6025 | 6
6026 | 6
6027 | 6
6028 | 6
6029 | 6
6030 | 6
6031 | 6
6032 | 6
6033 | 6
6034 | 6
6035 | 6
6036 | 6
6037 | 6
6038 | 6
6039 | 6
6040 | 6
6041 | 6
6042 | 6
6043 | 6
6044 | 6
6045 | 6
6046 | 6
6047 | 6
6048 | 6
6049 | 9
6050 | 9
6051 | 9
6052 | 9
6053 | 9
6054 | 9
6055 | 9
6056 | 9
6057 | 9
6058 | 9
6059 | 9
6060 | 9
6061 | 9
6062 | 9
6063 | 9
6064 | 9
6065 | 9
6066 | 9
6067 | 9
6068 | 9
6069 | 9
6070 | 9
6071 | 9
6072 | 9
6073 | 9
6074 | 9
6075 | 9
6076 | 9
6077 | 9
6078 | 9
6079 | 9
6080 | 9
6081 | 9
6082 | 9
6083 | 9
6084 | 9
6085 | 9
6086 | 9
6087 | 9
6088 | 9
6089 | 9
6090 | 9
6091 | 9
6092 | 9
6093 | 9
6094 | 9
6095 | 9
6096 | 9
6097 | 10
6098 | 10
6099 | 10
6100 | 10
6101 | 10
6102 | 10
6103 | 10
6104 | 10
6105 | 10
6106 | 10
6107 | 10
6108 | 10
6109 | 10
6110 | 10
6111 | 10
6112 | 10
6113 | 10
6114 | 10
6115 | 10
6116 | 10
6117 | 10
6118 | 10
6119 | 10
6120 | 10
6121 | 8
6122 | 8
6123 | 8
6124 | 8
6125 | 8
6126 | 8
6127 | 8
6128 | 8
6129 | 8
6130 | 8
6131 | 8
6132 | 8
6133 | 8
6134 | 8
6135 | 8
6136 | 8
6137 | 8
6138 | 8
6139 | 8
6140 | 8
6141 | 8
6142 | 8
6143 | 8
6144 | 8
6145 | 8
6146 | 8
6147 | 8
6148 | 8
6149 | 8
6150 | 8
6151 | 8
6152 | 8
6153 | 8
6154 | 8
6155 | 8
6156 | 8
6157 | 8
6158 | 8
6159 | 8
6160 | 8
6161 | 8
6162 | 8
6163 | 8
6164 | 8
6165 | 8
6166 | 8
6167 | 8
6168 | 8
6169 | 8
6170 | 8
6171 | 8
6172 | 8
6173 | 8
6174 | 8
6175 | 8
6176 | 8
6177 | 8
6178 | 8
6179 | 8
6180 | 8
6181 | 8
6182 | 8
6183 | 8
6184 | 8
6185 | 8
6186 | 8
6187 | 8
6188 | 8
6189 | 8
6190 | 8
6191 | 8
6192 | 8
6193 | 8
6194 | 8
6195 | 8
6196 | 8
6197 | 8
6198 | 8
6199 | 8
6200 | 8
6201 | 8
6202 | 8
6203 | 8
6204 | 8
6205 | 8
6206 | 8
6207 | 8
6208 | 8
6209 | 8
6210 | 8
6211 | 8
6212 | 8
6213 | 8
6214 | 8
6215 | 8
6216 | 8
6217 | 7
6218 | 7
6219 | 7
6220 | 7
6221 | 7
6222 | 7
6223 | 7
6224 | 7
6225 | 7
6226 | 7
6227 | 7
6228 | 7
6229 | 7
6230 | 7
6231 | 7
6232 | 7
6233 | 7
6234 | 7
6235 | 7
6236 | 7
6237 | 7
6238 | 7
6239 | 7
6240 | 7
6241 | 7
6242 | 7
6243 | 7
6244 | 7
6245 | 7
6246 | 7
6247 | 7
6248 | 7
6249 | 7
6250 | 7
6251 | 7
6252 | 7
6253 | 7
6254 | 7
6255 | 7
6256 | 7
6257 | 7
6258 | 7
6259 | 7
6260 | 7
6261 | 7
6262 | 7
6263 | 7
6264 | 7
6265 | 8
6266 | 8
6267 | 8
6268 | 8
6269 | 8
6270 | 8
6271 | 8
6272 | 8
6273 | 8
6274 | 8
6275 | 8
6276 | 8
6277 | 8
6278 | 8
6279 | 8
6280 | 8
6281 | 8
6282 | 8
6283 | 8
6284 | 8
6285 | 8
6286 | 8
6287 | 8
6288 | 8
6289 | 8
6290 | 8
6291 | 8
6292 | 8
6293 | 8
6294 | 8
6295 | 8
6296 | 8
6297 | 8
6298 | 8
6299 | 8
6300 | 8
6301 | 8
6302 | 8
6303 | 8
6304 | 8
6305 | 8
6306 | 8
6307 | 8
6308 | 8
6309 | 8
6310 | 8
6311 | 8
6312 | 8
6313 | 8
6314 | 8
6315 | 8
6316 | 8
6317 | 8
6318 | 8
6319 | 8
6320 | 8
6321 | 8
6322 | 8
6323 | 8
6324 | 8
6325 | 8
6326 | 8
6327 | 8
6328 | 8
6329 | 8
6330 | 8
6331 | 8
6332 | 8
6333 | 8
6334 | 8
6335 | 8
6336 | 8
6337 | 8
6338 | 8
6339 | 8
6340 | 8
6341 | 8
6342 | 8
6343 | 8
6344 | 8
6345 | 8
6346 | 8
6347 | 8
6348 | 8
6349 | 8
6350 | 8
6351 | 8
6352 | 8
6353 | 8
6354 | 8
6355 | 8
6356 | 8
6357 | 8
6358 | 8
6359 | 8
6360 | 8
6361 | 8
6362 | 8
6363 | 8
6364 | 8
6365 | 8
6366 | 8
6367 | 8
6368 | 8
6369 | 8
6370 | 8
6371 | 8
6372 | 8
6373 | 8
6374 | 8
6375 | 8
6376 | 8
6377 | 8
6378 | 8
6379 | 8
6380 | 8
6381 | 8
6382 | 8
6383 | 8
6384 | 8
6385 | 7
6386 | 7
6387 | 7
6388 | 7
6389 | 7
6390 | 7
6391 | 7
6392 | 7
6393 | 7
6394 | 7
6395 | 7
6396 | 7
6397 | 7
6398 | 7
6399 | 7
6400 | 7
6401 | 7
6402 | 7
6403 | 7
6404 | 7
6405 | 7
6406 | 7
6407 | 7
6408 | 7
6409 | 7
6410 | 7
6411 | 7
6412 | 7
6413 | 7
6414 | 7
6415 | 7
6416 | 7
6417 | 7
6418 | 7
6419 | 7
6420 | 7
6421 | 7
6422 | 7
6423 | 7
6424 | 7
6425 | 7
6426 | 7
6427 | 7
6428 | 7
6429 | 7
6430 | 7
6431 | 7
6432 | 7
6433 | 5
6434 | 5
6435 | 5
6436 | 5
6437 | 5
6438 | 5
6439 | 5
6440 | 5
6441 | 5
6442 | 5
6443 | 5
6444 | 5
6445 | 5
6446 | 5
6447 | 5
6448 | 5
6449 | 5
6450 | 5
6451 | 5
6452 | 5
6453 | 5
6454 | 5
6455 | 5
6456 | 5
6457 | 6
6458 | 6
6459 | 6
6460 | 6
6461 | 6
6462 | 6
6463 | 6
6464 | 6
6465 | 6
6466 | 6
6467 | 6
6468 | 6
6469 | 6
6470 | 6
6471 | 6
6472 | 6
6473 | 6
6474 | 6
6475 | 6
6476 | 6
6477 | 6
6478 | 6
6479 | 6
6480 | 6
6481 | 6
6482 | 6
6483 | 6
6484 | 6
6485 | 6
6486 | 6
6487 | 6
6488 | 6
6489 | 6
6490 | 6
6491 | 6
6492 | 6
6493 | 6
6494 | 6
6495 | 6
6496 | 6
6497 | 6
6498 | 6
6499 | 6
6500 | 6
6501 | 6
6502 | 6
6503 | 6
6504 | 6
6505 | 6
6506 | 6
6507 | 6
6508 | 6
6509 | 6
6510 | 6
6511 | 6
6512 | 6
6513 | 6
6514 | 6
6515 | 6
6516 | 6
6517 | 6
6518 | 6
6519 | 6
6520 | 6
6521 | 6
6522 | 6
6523 | 6
6524 | 6
6525 | 6
6526 | 6
6527 | 6
6528 | 6
6529 | 6
6530 | 6
6531 | 6
6532 | 6
6533 | 6
6534 | 6
6535 | 6
6536 | 6
6537 | 6
6538 | 6
6539 | 6
6540 | 6
6541 | 6
6542 | 6
6543 | 6
6544 | 6
6545 | 6
6546 | 6
6547 | 6
6548 | 6
6549 | 6
6550 | 6
6551 | 6
6552 | 6
6553 | 9
6554 | 9
6555 | 9
6556 | 9
6557 | 9
6558 | 9
6559 | 9
6560 | 9
6561 | 9
6562 | 9
6563 | 9
6564 | 9
6565 | 9
6566 | 9
6567 | 9
6568 | 9
6569 | 9
6570 | 9
6571 | 9
6572 | 9
6573 | 9
6574 | 9
6575 | 9
6576 | 9
6577 | 7
6578 | 7
6579 | 7
6580 | 7
6581 | 7
6582 | 7
6583 | 7
6584 | 7
6585 | 7
6586 | 7
6587 | 7
6588 | 7
6589 | 7
6590 | 7
6591 | 7
6592 | 7
6593 | 7
6594 | 7
6595 | 7
6596 | 7
6597 | 7
6598 | 7
6599 | 7
6600 | 7
6601 | 6
6602 | 6
6603 | 6
6604 | 6
6605 | 6
6606 | 6
6607 | 6
6608 | 6
6609 | 6
6610 | 6
6611 | 6
6612 | 6
6613 | 6
6614 | 6
6615 | 6
6616 | 6
6617 | 6
6618 | 6
6619 | 6
6620 | 6
6621 | 6
6622 | 6
6623 | 6
6624 | 6
6625 | 6
6626 | 6
6627 | 6
6628 | 6
6629 | 6
6630 | 6
6631 | 6
6632 | 6
6633 | 6
6634 | 6
6635 | 6
6636 | 6
6637 | 6
6638 | 6
6639 | 6
6640 | 6
6641 | 6
6642 | 6
6643 | 6
6644 | 6
6645 | 6
6646 | 6
6647 | 6
6648 | 6
6649 | 6
6650 | 6
6651 | 6
6652 | 6
6653 | 6
6654 | 6
6655 | 6
6656 | 6
6657 | 6
6658 | 6
6659 | 6
6660 | 6
6661 | 6
6662 | 6
6663 | 6
6664 | 6
6665 | 6
6666 | 6
6667 | 6
6668 | 6
6669 | 6
6670 | 6
6671 | 6
6672 | 6
6673 | 6
6674 | 6
6675 | 6
6676 | 6
6677 | 6
6678 | 6
6679 | 6
6680 | 6
6681 | 6
6682 | 6
6683 | 6
6684 | 6
6685 | 6
6686 | 6
6687 | 6
6688 | 6
6689 | 6
6690 | 6
6691 | 6
6692 | 6
6693 | 6
6694 | 6
6695 | 6
6696 | 6
6697 | 6
6698 | 6
6699 | 6
6700 | 6
6701 | 6
6702 | 6
6703 | 6
6704 | 6
6705 | 6
6706 | 6
6707 | 6
6708 | 6
6709 | 6
6710 | 6
6711 | 6
6712 | 6
6713 | 6
6714 | 6
6715 | 6
6716 | 6
6717 | 6
6718 | 6
6719 | 6
6720 | 6
6721 | 7
6722 | 7
6723 | 7
6724 | 7
6725 | 7
6726 | 7
6727 | 7
6728 | 7
6729 | 7
6730 | 7
6731 | 7
6732 | 7
6733 | 7
6734 | 7
6735 | 7
6736 | 7
6737 | 7
6738 | 7
6739 | 7
6740 | 7
6741 | 7
6742 | 7
6743 | 7
6744 | 7
6745 | 7
6746 | 7
6747 | 7
6748 | 7
6749 | 7
6750 | 7
6751 | 7
6752 | 7
6753 | 7
6754 | 7
6755 | 7
6756 | 7
6757 | 7
6758 | 7
6759 | 7
6760 | 7
6761 | 7
6762 | 7
6763 | 7
6764 | 7
6765 | 7
6766 | 7
6767 | 7
6768 | 7
6769 | 5
6770 | 5
6771 | 5
6772 | 5
6773 | 5
6774 | 5
6775 | 5
6776 | 5
6777 | 5
6778 | 5
6779 | 5
6780 | 5
6781 | 5
6782 | 5
6783 | 5
6784 | 5
6785 | 5
6786 | 5
6787 | 5
6788 | 5
6789 | 5
6790 | 5
6791 | 5
6792 | 5
6793 | 5
6794 | 5
6795 | 5
6796 | 5
6797 | 5
6798 | 5
6799 | 5
6800 | 5
6801 | 5
6802 | 5
6803 | 5
6804 | 5
6805 | 5
6806 | 5
6807 | 5
6808 | 5
6809 | 5
6810 | 5
6811 | 5
6812 | 5
6813 | 5
6814 | 5
6815 | 5
6816 | 5
6817 | 6
6818 | 6
6819 | 6
6820 | 6
6821 | 6
6822 | 6
6823 | 6
6824 | 6
6825 | 6
6826 | 6
6827 | 6
6828 | 6
6829 | 6
6830 | 6
6831 | 6
6832 | 6
6833 | 6
6834 | 6
6835 | 6
6836 | 6
6837 | 6
6838 | 6
6839 | 6
6840 | 6
6841 | 6
6842 | 6
6843 | 6
6844 | 6
6845 | 6
6846 | 6
6847 | 6
6848 | 6
6849 | 6
6850 | 6
6851 | 6
6852 | 6
6853 | 6
6854 | 6
6855 | 6
6856 | 6
6857 | 6
6858 | 6
6859 | 6
6860 | 6
6861 | 6
6862 | 6
6863 | 6
6864 | 6
6865 | 5
6866 | 5
6867 | 5
6868 | 5
6869 | 5
6870 | 5
6871 | 5
6872 | 5
6873 | 5
6874 | 5
6875 | 5
6876 | 5
6877 | 5
6878 | 5
6879 | 5
6880 | 5
6881 | 5
6882 | 5
6883 | 5
6884 | 5
6885 | 5
6886 | 5
6887 | 5
6888 | 5
6889 | 7
6890 | 7
6891 | 7
6892 | 7
6893 | 7
6894 | 7
6895 | 7
6896 | 7
6897 | 7
6898 | 7
6899 | 7
6900 | 7
6901 | 7
6902 | 7
6903 | 7
6904 | 7
6905 | 7
6906 | 7
6907 | 7
6908 | 7
6909 | 7
6910 | 7
6911 | 7
6912 | 7
6913 | 7
6914 | 7
6915 | 7
6916 | 7
6917 | 7
6918 | 7
6919 | 7
6920 | 7
6921 | 7
6922 | 7
6923 | 7
6924 | 7
6925 | 7
6926 | 7
6927 | 7
6928 | 7
6929 | 7
6930 | 7
6931 | 7
6932 | 7
6933 | 7
6934 | 7
6935 | 7
6936 | 7
6937 | 6
6938 | 6
6939 | 6
6940 | 6
6941 | 6
6942 | 6
6943 | 6
6944 | 6
6945 | 6
6946 | 6
6947 | 6
6948 | 6
6949 | 6
6950 | 6
6951 | 6
6952 | 6
6953 | 6
6954 | 6
6955 | 6
6956 | 6
6957 | 6
6958 | 6
6959 | 6
6960 | 6
6961 | 6
6962 | 6
6963 | 6
6964 | 6
6965 | 6
6966 | 6
6967 | 6
6968 | 6
6969 | 6
6970 | 6
6971 | 6
6972 | 6
6973 | 6
6974 | 6
6975 | 6
6976 | 6
6977 | 6
6978 | 6
6979 | 6
6980 | 6
6981 | 6
6982 | 6
6983 | 6
6984 | 6
6985 | 6
6986 | 6
6987 | 6
6988 | 6
6989 | 6
6990 | 6
6991 | 6
6992 | 6
6993 | 6
6994 | 6
6995 | 6
6996 | 6
6997 | 6
6998 | 6
6999 | 6
7000 | 6
7001 | 6
7002 | 6
7003 | 6
7004 | 6
7005 | 6
7006 | 6
7007 | 6
7008 | 6
7009 | 5
7010 | 5
7011 | 5
7012 | 5
7013 | 5
7014 | 5
7015 | 5
7016 | 5
7017 | 5
7018 | 5
7019 | 5
7020 | 5
7021 | 5
7022 | 5
7023 | 5
7024 | 5
7025 | 5
7026 | 5
7027 | 5
7028 | 5
7029 | 5
7030 | 5
7031 | 5
7032 | 5
7033 | 5
7034 | 5
7035 | 5
7036 | 5
7037 | 5
7038 | 5
7039 | 5
7040 | 5
7041 | 5
7042 | 5
7043 | 5
7044 | 5
7045 | 5
7046 | 5
7047 | 5
7048 | 5
7049 | 5
7050 | 5
7051 | 5
7052 | 5
7053 | 5
7054 | 5
7055 | 5
7056 | 5
7057 | 7
7058 | 7
7059 | 7
7060 | 7
7061 | 7
7062 | 7
7063 | 7
7064 | 7
7065 | 7
7066 | 7
7067 | 7
7068 | 7
7069 | 7
7070 | 7
7071 | 7
7072 | 7
7073 | 7
7074 | 7
7075 | 7
7076 | 7
7077 | 7
7078 | 7
7079 | 7
7080 | 7
7081 | 7
7082 | 7
7083 | 7
7084 | 7
7085 | 7
7086 | 7
7087 | 7
7088 | 7
7089 | 7
7090 | 7
7091 | 7
7092 | 7
7093 | 7
7094 | 7
7095 | 7
7096 | 7
7097 | 7
7098 | 7
7099 | 7
7100 | 7
7101 | 7
7102 | 7
7103 | 7
7104 | 7
7105 | 5
7106 | 5
7107 | 5
7108 | 5
7109 | 5
7110 | 5
7111 | 5
7112 | 5
7113 | 5
7114 | 5
7115 | 5
7116 | 5
7117 | 5
7118 | 5
7119 | 5
7120 | 5
7121 | 5
7122 | 5
7123 | 5
7124 | 5
7125 | 5
7126 | 5
7127 | 5
7128 | 5
7129 | 6
7130 | 6
7131 | 6
7132 | 6
7133 | 6
7134 | 6
7135 | 6
7136 | 6
7137 | 6
7138 | 6
7139 | 6
7140 | 6
7141 | 6
7142 | 6
7143 | 6
7144 | 6
7145 | 6
7146 | 6
7147 | 6
7148 | 6
7149 | 6
7150 | 6
7151 | 6
7152 | 6
7153 | 5
7154 | 5
7155 | 5
7156 | 5
7157 | 5
7158 | 5
7159 | 5
7160 | 5
7161 | 5
7162 | 5
7163 | 5
7164 | 5
7165 | 5
7166 | 5
7167 | 5
7168 | 5
7169 | 5
7170 | 5
7171 | 5
7172 | 5
7173 | 5
7174 | 5
7175 | 5
7176 | 5
7177 | 5
7178 | 5
7179 | 5
7180 | 5
7181 | 5
7182 | 5
7183 | 5
7184 | 5
7185 | 5
7186 | 5
7187 | 5
7188 | 5
7189 | 5
7190 | 5
7191 | 5
7192 | 5
7193 | 5
7194 | 5
7195 | 5
7196 | 5
7197 | 5
7198 | 5
7199 | 5
7200 | 5
7201 | 6
7202 | 6
7203 | 6
7204 | 6
7205 | 6
7206 | 6
7207 | 6
7208 | 6
7209 | 6
7210 | 6
7211 | 6
7212 | 6
7213 | 6
7214 | 6
7215 | 6
7216 | 6
7217 | 6
7218 | 6
7219 | 6
7220 | 6
7221 | 6
7222 | 6
7223 | 6
7224 | 6
7225 | 7
7226 | 7
7227 | 7
7228 | 7
7229 | 7
7230 | 7
7231 | 7
7232 | 7
7233 | 7
7234 | 7
7235 | 7
7236 | 7
7237 | 7
7238 | 7
7239 | 7
7240 | 7
7241 | 7
7242 | 7
7243 | 7
7244 | 7
7245 | 7
7246 | 7
7247 | 7
7248 | 7
7249 | 7
7250 | 7
7251 | 7
7252 | 7
7253 | 7
7254 | 7
7255 | 7
7256 | 7
7257 | 7
7258 | 7
7259 | 7
7260 | 7
7261 | 7
7262 | 7
7263 | 7
7264 | 7
7265 | 7
7266 | 7
7267 | 7
7268 | 7
7269 | 7
7270 | 7
7271 | 7
7272 | 7
7273 | 5
7274 | 5
7275 | 5
7276 | 5
7277 | 5
7278 | 5
7279 | 5
7280 | 5
7281 | 5
7282 | 5
7283 | 5
7284 | 5
7285 | 5
7286 | 5
7287 | 5
7288 | 5
7289 | 5
7290 | 5
7291 | 5
7292 | 5
7293 | 5
7294 | 5
7295 | 5
7296 | 5
7297 | 5
7298 | 5
7299 | 5
7300 | 5
7301 | 5
7302 | 5
7303 | 5
7304 | 5
7305 | 5
7306 | 5
7307 | 5
7308 | 5
7309 | 5
7310 | 5
7311 | 5
7312 | 5
7313 | 5
7314 | 5
7315 | 5
7316 | 5
7317 | 5
7318 | 5
7319 | 5
7320 | 5
7321 | 5
7322 | 5
7323 | 5
7324 | 5
7325 | 5
7326 | 5
7327 | 5
7328 | 5
7329 | 5
7330 | 5
7331 | 5
7332 | 5
7333 | 5
7334 | 5
7335 | 5
7336 | 5
7337 | 5
7338 | 5
7339 | 5
7340 | 5
7341 | 5
7342 | 5
7343 | 5
7344 | 5
7345 | 5
7346 | 5
7347 | 5
7348 | 5
7349 | 5
7350 | 5
7351 | 5
7352 | 5
7353 | 5
7354 | 5
7355 | 5
7356 | 5
7357 | 5
7358 | 5
7359 | 5
7360 | 5
7361 | 5
7362 | 5
7363 | 5
7364 | 5
7365 | 5
7366 | 5
7367 | 5
7368 | 5
7369 | 5
7370 | 5
7371 | 5
7372 | 5
7373 | 5
7374 | 5
7375 | 5
7376 | 5
7377 | 5
7378 | 5
7379 | 5
7380 | 5
7381 | 5
7382 | 5
7383 | 5
7384 | 5
7385 | 5
7386 | 5
7387 | 5
7388 | 5
7389 | 5
7390 | 5
7391 | 5
7392 | 5
7393 | 7
7394 | 7
7395 | 7
7396 | 7
7397 | 7
7398 | 7
7399 | 7
7400 | 7
7401 | 7
7402 | 7
7403 | 7
7404 | 7
7405 | 7
7406 | 7
7407 | 7
7408 | 7
7409 | 7
7410 | 7
7411 | 7
7412 | 7
7413 | 7
7414 | 7
7415 | 7
7416 | 7
7417 | 7
7418 | 7
7419 | 7
7420 | 7
7421 | 7
7422 | 7
7423 | 7
7424 | 7
7425 | 7
7426 | 7
7427 | 7
7428 | 7
7429 | 7
7430 | 7
7431 | 7
7432 | 7
7433 | 7
7434 | 7
7435 | 7
7436 | 7
7437 | 7
7438 | 7
7439 | 7
7440 | 7
7441 | 6
7442 | 6
7443 | 6
7444 | 6
7445 | 6
7446 | 6
7447 | 6
7448 | 6
7449 | 6
7450 | 6
7451 | 6
7452 | 6
7453 | 6
7454 | 6
7455 | 6
7456 | 6
7457 | 6
7458 | 6
7459 | 6
7460 | 6
7461 | 6
7462 | 6
7463 | 6
7464 | 6
7465 | 6
7466 | 6
7467 | 6
7468 | 6
7469 | 6
7470 | 6
7471 | 6
7472 | 6
7473 | 6
7474 | 6
7475 | 6
7476 | 6
7477 | 6
7478 | 6
7479 | 6
7480 | 6
7481 | 6
7482 | 6
7483 | 6
7484 | 6
7485 | 6
7486 | 6
7487 | 6
7488 | 6
7489 | 6
7490 | 6
7491 | 6
7492 | 6
7493 | 6
7494 | 6
7495 | 6
7496 | 6
7497 | 6
7498 | 6
7499 | 6
7500 | 6
7501 | 6
7502 | 6
7503 | 6
7504 | 6
7505 | 6
7506 | 6
7507 | 6
7508 | 6
7509 | 6
7510 | 6
7511 | 6
7512 | 6
7513 | 6
7514 | 6
7515 | 6
7516 | 6
7517 | 6
7518 | 6
7519 | 6
7520 | 6
7521 | 6
7522 | 6
7523 | 6
7524 | 6
7525 | 6
7526 | 6
7527 | 6
7528 | 6
7529 | 6
7530 | 6
7531 | 6
7532 | 6
7533 | 6
7534 | 6
7535 | 6
7536 | 6
7537 | 5
7538 | 5
7539 | 5
7540 | 5
7541 | 5
7542 | 5
7543 | 5
7544 | 5
7545 | 5
7546 | 5
7547 | 5
7548 | 5
7549 | 5
7550 | 5
7551 | 5
7552 | 5
7553 | 5
7554 | 5
7555 | 5
7556 | 5
7557 | 5
7558 | 5
7559 | 5
7560 | 5
7561 | 7
7562 | 7
7563 | 7
7564 | 7
7565 | 7
7566 | 7
7567 | 7
7568 | 7
7569 | 7
7570 | 7
7571 | 7
7572 | 7
7573 | 7
7574 | 7
7575 | 7
7576 | 7
7577 | 7
7578 | 7
7579 | 7
7580 | 7
7581 | 7
7582 | 7
7583 | 7
7584 | 7
7585 | 7
7586 | 7
7587 | 7
7588 | 7
7589 | 7
7590 | 7
7591 | 7
7592 | 7
7593 | 7
7594 | 7
7595 | 7
7596 | 7
7597 | 7
7598 | 7
7599 | 7
7600 | 7
7601 | 7
7602 | 7
7603 | 7
7604 | 7
7605 | 7
7606 | 7
7607 | 7
7608 | 7
7609 | 5
7610 | 5
7611 | 5
7612 | 5
7613 | 5
7614 | 5
7615 | 5
7616 | 5
7617 | 5
7618 | 5
7619 | 5
7620 | 5
7621 | 5
7622 | 5
7623 | 5
7624 | 5
7625 | 5
7626 | 5
7627 | 5
7628 | 5
7629 | 5
7630 | 5
7631 | 5
7632 | 5
7633 | 5
7634 | 5
7635 | 5
7636 | 5
7637 | 5
7638 | 5
7639 | 5
7640 | 5
7641 | 5
7642 | 5
7643 | 5
7644 | 5
7645 | 5
7646 | 5
7647 | 5
7648 | 5
7649 | 5
7650 | 5
7651 | 5
7652 | 5
7653 | 5
7654 | 5
7655 | 5
7656 | 5
7657 | 5
7658 | 5
7659 | 5
7660 | 5
7661 | 5
7662 | 5
7663 | 5
7664 | 5
7665 | 5
7666 | 5
7667 | 5
7668 | 5
7669 | 5
7670 | 5
7671 | 5
7672 | 5
7673 | 5
7674 | 5
7675 | 5
7676 | 5
7677 | 5
7678 | 5
7679 | 5
7680 | 5
7681 | 5
7682 | 5
7683 | 5
7684 | 5
7685 | 5
7686 | 5
7687 | 5
7688 | 5
7689 | 5
7690 | 5
7691 | 5
7692 | 5
7693 | 5
7694 | 5
7695 | 5
7696 | 5
7697 | 5
7698 | 5
7699 | 5
7700 | 5
7701 | 5
7702 | 5
7703 | 5
7704 | 5
7705 | 6
7706 | 6
7707 | 6
7708 | 6
7709 | 6
7710 | 6
7711 | 6
7712 | 6
7713 | 6
7714 | 6
7715 | 6
7716 | 6
7717 | 6
7718 | 6
7719 | 6
7720 | 6
7721 | 6
7722 | 6
7723 | 6
7724 | 6
7725 | 6
7726 | 6
7727 | 6
7728 | 6
7729 | 7
7730 | 7
7731 | 7
7732 | 7
7733 | 7
7734 | 7
7735 | 7
7736 | 7
7737 | 7
7738 | 7
7739 | 7
7740 | 7
7741 | 7
7742 | 7
7743 | 7
7744 | 7
7745 | 7
7746 | 7
7747 | 7
7748 | 7
7749 | 7
7750 | 7
7751 | 7
7752 | 7
7753 | 7
7754 | 7
7755 | 7
7756 | 7
7757 | 7
7758 | 7
7759 | 7
7760 | 7
7761 | 7
7762 | 7
7763 | 7
7764 | 7
7765 | 7
7766 | 7
7767 | 7
7768 | 7
7769 | 7
7770 | 7
7771 | 7
7772 | 7
7773 | 7
7774 | 7
7775 | 7
7776 | 7
7777 | 2
7778 | 2
7779 | 2
7780 | 2
7781 | 2
7782 | 2
7783 | 2
7784 | 2
7785 | 2
7786 | 2
7787 | 2
7788 | 2
7789 | 2
7790 | 2
7791 | 2
7792 | 2
7793 | 2
7794 | 2
7795 | 2
7796 | 2
7797 | 2
7798 | 2
7799 | 2
7800 | 2
7801 | 2
7802 | 2
7803 | 2
7804 | 2
7805 | 2
7806 | 2
7807 | 2
7808 | 2
7809 | 2
7810 | 2
7811 | 2
7812 | 2
7813 | 2
7814 | 2
7815 | 2
7816 | 2
7817 | 2
7818 | 2
7819 | 2
7820 | 2
7821 | 2
7822 | 2
7823 | 2
7824 | 2
7825 | 2
7826 | 2
7827 | 2
7828 | 2
7829 | 2
7830 | 2
7831 | 2
7832 | 2
7833 | 2
7834 | 2
7835 | 2
7836 | 2
7837 | 2
7838 | 2
7839 | 2
7840 | 2
7841 | 2
7842 | 2
7843 | 2
7844 | 2
7845 | 2
7846 | 2
7847 | 2
7848 | 2
7849 | 2
7850 | 2
7851 | 2
7852 | 2
7853 | 2
7854 | 2
7855 | 2
7856 | 2
7857 | 2
7858 | 2
7859 | 2
7860 | 2
7861 | 2
7862 | 2
7863 | 2
7864 | 2
7865 | 2
7866 | 2
7867 | 2
7868 | 2
7869 | 2
7870 | 2
7871 | 2
7872 | 2
7873 | 2
7874 | 2
7875 | 2
7876 | 2
7877 | 2
7878 | 2
7879 | 2
7880 | 2
7881 | 2
7882 | 2
7883 | 2
7884 | 2
7885 | 2
7886 | 2
7887 | 2
7888 | 2
7889 | 2
7890 | 2
7891 | 2
7892 | 2
7893 | 2
7894 | 2
7895 | 2
7896 | 2
7897 | 1
7898 | 1
7899 | 1
7900 | 1
7901 | 1
7902 | 1
7903 | 1
7904 | 1
7905 | 1
7906 | 1
7907 | 1
7908 | 1
7909 | 1
7910 | 1
7911 | 1
7912 | 1
7913 | 1
7914 | 1
7915 | 1
7916 | 1
7917 | 1
7918 | 1
7919 | 1
7920 | 1
7921 | 1
7922 | 1
7923 | 1
7924 | 1
7925 | 1
7926 | 1
7927 | 1
7928 | 1
7929 | 1
7930 | 1
7931 | 1
7932 | 1
7933 | 1
7934 | 1
7935 | 1
7936 | 1
7937 | 1
7938 | 1
7939 | 1
7940 | 1
7941 | 1
7942 | 1
7943 | 1
7944 | 1
7945 | 2
7946 | 2
7947 | 2
7948 | 2
7949 | 2
7950 | 2
7951 | 2
7952 | 2
7953 | 2
7954 | 2
7955 | 2
7956 | 2
7957 | 2
7958 | 2
7959 | 2
7960 | 2
7961 | 2
7962 | 2
7963 | 2
7964 | 2
7965 | 2
7966 | 2
7967 | 2
7968 | 2
7969 | 2
7970 | 2
7971 | 2
7972 | 2
7973 | 2
7974 | 2
7975 | 2
7976 | 2
7977 | 2
7978 | 2
7979 | 2
7980 | 2
7981 | 2
7982 | 2
7983 | 2
7984 | 2
7985 | 2
7986 | 2
7987 | 2
7988 | 2
7989 | 2
7990 | 2
7991 | 2
7992 | 2
7993 | 5
7994 | 5
7995 | 5
7996 | 5
7997 | 5
7998 | 5
7999 | 5
8000 | 5
8001 | 5
8002 | 5
8003 | 5
8004 | 5
8005 | 5
8006 | 5
8007 | 5
8008 | 5
8009 | 5
8010 | 5
8011 | 5
8012 | 5
8013 | 5
8014 | 5
8015 | 5
8016 | 5
8017 | 3
8018 | 3
8019 | 3
8020 | 3
8021 | 3
8022 | 3
8023 | 3
8024 | 3
8025 | 3
8026 | 3
8027 | 3
8028 | 3
8029 | 3
8030 | 3
8031 | 3
8032 | 3
8033 | 3
8034 | 3
8035 | 3
8036 | 3
8037 | 3
8038 | 3
8039 | 3
8040 | 3
8041 | 3
8042 | 3
8043 | 3
8044 | 3
8045 | 3
8046 | 3
8047 | 3
8048 | 3
8049 | 3
8050 | 3
8051 | 3
8052 | 3
8053 | 3
8054 | 3
8055 | 3
8056 | 3
8057 | 3
8058 | 3
8059 | 3
8060 | 3
8061 | 3
8062 | 3
8063 | 3
8064 | 3
8065 | 4
8066 | 4
8067 | 4
8068 | 4
8069 | 4
8070 | 4
8071 | 4
8072 | 4
8073 | 4
8074 | 4
8075 | 4
8076 | 4
8077 | 4
8078 | 4
8079 | 4
8080 | 4
8081 | 4
8082 | 4
8083 | 4
8084 | 4
8085 | 4
8086 | 4
8087 | 4
8088 | 4
8089 | 4
8090 | 4
8091 | 4
8092 | 4
8093 | 4
8094 | 4
8095 | 4
8096 | 4
8097 | 4
8098 | 4
8099 | 4
8100 | 4
8101 | 4
8102 | 4
8103 | 4
8104 | 4
8105 | 4
8106 | 4
8107 | 4
8108 | 4
8109 | 4
8110 | 4
8111 | 4
8112 | 4
8113 | 2
8114 | 2
8115 | 2
8116 | 2
8117 | 2
8118 | 2
8119 | 2
8120 | 2
8121 | 2
8122 | 2
8123 | 2
8124 | 2
8125 | 2
8126 | 2
8127 | 2
8128 | 2
8129 | 2
8130 | 2
8131 | 2
8132 | 2
8133 | 2
8134 | 2
8135 | 2
8136 | 2
8137 | 5
8138 | 5
8139 | 5
8140 | 5
8141 | 5
8142 | 5
8143 | 5
8144 | 5
8145 | 5
8146 | 5
8147 | 5
8148 | 5
8149 | 5
8150 | 5
8151 | 5
8152 | 5
8153 | 5
8154 | 5
8155 | 5
8156 | 5
8157 | 5
8158 | 5
8159 | 5
8160 | 5
8161 | 5
8162 | 5
8163 | 5
8164 | 5
8165 | 5
8166 | 5
8167 | 5
8168 | 5
8169 | 5
8170 | 5
8171 | 5
8172 | 5
8173 | 5
8174 | 5
8175 | 5
8176 | 5
8177 | 5
8178 | 5
8179 | 5
8180 | 5
8181 | 5
8182 | 5
8183 | 5
8184 | 5
8185 | 5
8186 | 5
8187 | 5
8188 | 5
8189 | 5
8190 | 5
8191 | 5
8192 | 5
8193 | 5
8194 | 5
8195 | 5
8196 | 5
8197 | 5
8198 | 5
8199 | 5
8200 | 5
8201 | 5
8202 | 5
8203 | 5
8204 | 5
8205 | 5
8206 | 5
8207 | 5
8208 | 5
8209 | 2
8210 | 2
8211 | 2
8212 | 2
8213 | 2
8214 | 2
8215 | 2
8216 | 2
8217 | 2
8218 | 2
8219 | 2
8220 | 2
8221 | 2
8222 | 2
8223 | 2
8224 | 2
8225 | 2
8226 | 2
8227 | 2
8228 | 2
8229 | 2
8230 | 2
8231 | 2
8232 | 2
8233 | 1
8234 | 1
8235 | 1
8236 | 1
8237 | 1
8238 | 1
8239 | 1
8240 | 1
8241 | 1
8242 | 1
8243 | 1
8244 | 1
8245 | 1
8246 | 1
8247 | 1
8248 | 1
8249 | 1
8250 | 1
8251 | 1
8252 | 1
8253 | 1
8254 | 1
8255 | 1
8256 | 1
8257 | 1
8258 | 1
8259 | 1
8260 | 1
8261 | 1
8262 | 1
8263 | 1
8264 | 1
8265 | 1
8266 | 1
8267 | 1
8268 | 1
8269 | 1
8270 | 1
8271 | 1
8272 | 1
8273 | 1
8274 | 1
8275 | 1
8276 | 1
8277 | 1
8278 | 1
8279 | 1
8280 | 1
8281 | 2
8282 | 2
8283 | 2
8284 | 2
8285 | 2
8286 | 2
8287 | 2
8288 | 2
8289 | 2
8290 | 2
8291 | 2
8292 | 2
8293 | 2
8294 | 2
8295 | 2
8296 | 2
8297 | 2
8298 | 2
8299 | 2
8300 | 2
8301 | 2
8302 | 2
8303 | 2
8304 | 2
8305 | 2
8306 | 2
8307 | 2
8308 | 2
8309 | 2
8310 | 2
8311 | 2
8312 | 2
8313 | 2
8314 | 2
8315 | 2
8316 | 2
8317 | 2
8318 | 2
8319 | 2
8320 | 2
8321 | 2
8322 | 2
8323 | 2
8324 | 2
8325 | 2
8326 | 2
8327 | 2
8328 | 2
8329 | 3
8330 | 3
8331 | 3
8332 | 3
8333 | 3
8334 | 3
8335 | 3
8336 | 3
8337 | 3
8338 | 3
8339 | 3
8340 | 3
8341 | 3
8342 | 3
8343 | 3
8344 | 3
8345 | 3
8346 | 3
8347 | 3
8348 | 3
8349 | 3
8350 | 3
8351 | 3
8352 | 3
8353 | 3
8354 | 3
8355 | 3
8356 | 3
8357 | 3
8358 | 3
8359 | 3
8360 | 3
8361 | 3
8362 | 3
8363 | 3
8364 | 3
8365 | 3
8366 | 3
8367 | 3
8368 | 3
8369 | 3
8370 | 3
8371 | 3
8372 | 3
8373 | 3
8374 | 3
8375 | 3
8376 | 3
8377 | 2
8378 | 2
8379 | 2
8380 | 2
8381 | 2
8382 | 2
8383 | 2
8384 | 2
8385 | 2
8386 | 2
8387 | 2
8388 | 2
8389 | 2
8390 | 2
8391 | 2
8392 | 2
8393 | 2
8394 | 2
8395 | 2
8396 | 2
8397 | 2
8398 | 2
8399 | 2
8400 | 2
8401 | 4
8402 | 4
8403 | 4
8404 | 4
8405 | 4
8406 | 4
8407 | 4
8408 | 4
8409 | 4
8410 | 4
8411 | 4
8412 | 4
8413 | 4
8414 | 4
8415 | 4
8416 | 4
8417 | 4
8418 | 4
8419 | 4
8420 | 4
8421 | 4
8422 | 4
8423 | 4
8424 | 4
8425 | 4
8426 | 4
8427 | 4
8428 | 4
8429 | 4
8430 | 4
8431 | 4
8432 | 4
8433 | 4
8434 | 4
8435 | 4
8436 | 4
8437 | 4
8438 | 4
8439 | 4
8440 | 4
8441 | 4
8442 | 4
8443 | 4
8444 | 4
8445 | 4
8446 | 4
8447 | 4
8448 | 4
8449 | 2
8450 | 2
8451 | 2
8452 | 2
8453 | 2
8454 | 2
8455 | 2
8456 | 2
8457 | 2
8458 | 2
8459 | 2
8460 | 2
8461 | 2
8462 | 2
8463 | 2
8464 | 2
8465 | 2
8466 | 2
8467 | 2
8468 | 2
8469 | 2
8470 | 2
8471 | 2
8472 | 2
8473 | 2
8474 | 2
8475 | 2
8476 | 2
8477 | 2
8478 | 2
8479 | 2
8480 | 2
8481 | 2
8482 | 2
8483 | 2
8484 | 2
8485 | 2
8486 | 2
8487 | 2
8488 | 2
8489 | 2
8490 | 2
8491 | 2
8492 | 2
8493 | 2
8494 | 2
8495 | 2
8496 | 2
8497 | 2
8498 | 2
8499 | 2
8500 | 2
8501 | 2
8502 | 2
8503 | 2
8504 | 2
8505 | 2
8506 | 2
8507 | 2
8508 | 2
8509 | 2
8510 | 2
8511 | 2
8512 | 2
8513 | 2
8514 | 2
8515 | 2
8516 | 2
8517 | 2
8518 | 2
8519 | 2
8520 | 2
8521 | 5
8522 | 5
8523 | 5
8524 | 5
8525 | 5
8526 | 5
8527 | 5
8528 | 5
8529 | 5
8530 | 5
8531 | 5
8532 | 5
8533 | 5
8534 | 5
8535 | 5
8536 | 5
8537 | 5
8538 | 5
8539 | 5
8540 | 5
8541 | 5
8542 | 5
8543 | 5
8544 | 5
8545 | 2
8546 | 2
8547 | 2
8548 | 2
8549 | 2
8550 | 2
8551 | 2
8552 | 2
8553 | 2
8554 | 2
8555 | 2
8556 | 2
8557 | 2
8558 | 2
8559 | 2
8560 | 2
8561 | 2
8562 | 2
8563 | 2
8564 | 2
8565 | 2
8566 | 2
8567 | 2
8568 | 2
8569 | 4
8570 | 4
8571 | 4
8572 | 4
8573 | 4
8574 | 4
8575 | 4
8576 | 4
8577 | 4
8578 | 4
8579 | 4
8580 | 4
8581 | 4
8582 | 4
8583 | 4
8584 | 4
8585 | 4
8586 | 4
8587 | 4
8588 | 4
8589 | 4
8590 | 4
8591 | 4
8592 | 4
8593 | 4
8594 | 4
8595 | 4
8596 | 4
8597 | 4
8598 | 4
8599 | 4
8600 | 4
8601 | 4
8602 | 4
8603 | 4
8604 | 4
8605 | 4
8606 | 4
8607 | 4
8608 | 4
8609 | 4
8610 | 4
8611 | 4
8612 | 4
8613 | 4
8614 | 4
8615 | 4
8616 | 4
8617 | 3
8618 | 3
8619 | 3
8620 | 3
8621 | 3
8622 | 3
8623 | 3
8624 | 3
8625 | 3
8626 | 3
8627 | 3
8628 | 3
8629 | 3
8630 | 3
8631 | 3
8632 | 3
8633 | 3
8634 | 3
8635 | 3
8636 | 3
8637 | 3
8638 | 3
8639 | 3
8640 | 3
8641 | 3
8642 | 3
8643 | 3
8644 | 3
8645 | 3
8646 | 3
8647 | 3
8648 | 3
8649 | 3
8650 | 3
8651 | 3
8652 | 3
8653 | 3
8654 | 3
8655 | 3
8656 | 3
8657 | 3
8658 | 3
8659 | 3
8660 | 3
8661 | 3
8662 | 3
8663 | 3
8664 | 3
8665 | 2
8666 | 2
8667 | 2
8668 | 2
8669 | 2
8670 | 2
8671 | 2
8672 | 2
8673 | 2
8674 | 2
8675 | 2
8676 | 2
8677 | 2
8678 | 2
8679 | 2
8680 | 2
8681 | 2
8682 | 2
8683 | 2
8684 | 2
8685 | 2
8686 | 2
8687 | 2
8688 | 2
8689 | 2
8690 | 2
8691 | 2
8692 | 2
8693 | 2
8694 | 2
8695 | 2
8696 | 2
8697 | 2
8698 | 2
8699 | 2
8700 | 2
8701 | 2
8702 | 2
8703 | 2
8704 | 2
8705 | 2
8706 | 2
8707 | 2
8708 | 2
8709 | 2
8710 | 2
8711 | 2
8712 | 2
8713 | 2
8714 | 2
8715 | 2
8716 | 2
8717 | 2
8718 | 2
8719 | 2
8720 | 2
8721 | 2
8722 | 2
8723 | 2
8724 | 2
8725 | 2
8726 | 2
8727 | 2
8728 | 2
8729 | 2
8730 | 2
8731 | 2
8732 | 2
8733 | 2
8734 | 2
8735 | 2
8736 | 2
8737 | 1
8738 | 1
8739 | 1
8740 | 1
8741 | 1
8742 | 1
8743 | 1
8744 | 1
8745 | 1
8746 | 1
8747 | 1
8748 | 1
8749 | 1
8750 | 1
8751 | 1
8752 | 1
8753 | 1
8754 | 1
8755 | 1
8756 | 1
8757 | 1
8758 | 1
8759 | 1
8760 | 1

## df_Buildings_t
Hub | Period | Time | Domestic_electricity | House_Q_DHW | T_in | House_Q_heating | House_Q_cooling | Th_supply | Th_return | HeatGains | SolarGains
Building1 | 1 | 1 | 0.70477 | 0 | 20 | 32.8374 | 0 | 49.4082 | 39.6054 | 0.79874 | 0
|  | 2 | 0.70477 | 0 | 20 | 31.5871 | 0 | 48.2884 | 38.8589 | 0.79874 | 0
|  | 3 | 0.70477 | 0 | 20 | 30.3521 | 0 | 47.1824 | 38.1216 | 0.79874 | 0
|  | 4 | 0.70477 | 0 | 20 | 30.1052 | 0 | 46.9612 | 37.9742 | 0.79874 | 0
|  | 5 | 0.70477 | 0 | 20 | 29.8582 | 0 | 46.74 | 37.8267 | 0.79874 | 0
|  | 6 | 1.4095 | 0 | 20 | 29.6266 | 0 | 46.5327 | 37.6885 | 0.79874 | 0
|  | 7 | 5.7537 | 4.0916 | 20 | 28.6202 | 0 | 45.6314 | 37.0876 | 1.0333 | 0
|  | 8 | 1.8664 | 0 | 20 | 27.2437 | 0 | 44.3986 | 36.2658 | 1.6534 | 0
|  | 9 | 0.8203 | 0 | 20 | 26.7902 | 0 | 43.9924 | 35.995 | 0.99258 | 0.35801
|  | 10 | 0.8203 | 0 | 20 | 24.1607 | 0 | 41.6376 | 34.4251 | 0.99258 | 2.262
|  | 11 | 0.8203 | 0 | 20 | 21.029 | 0 | 38.8329 | 32.5553 | 0.99258 | 4.6682
|  | 12 | 0.8203 | 0 | 20 | 18.3904 | 0 | 36.4698 | 30.9799 | 0.99258 | 6.5967
|  | 13 | 6.0951 | 5.4555 | 20 | 14.9847 | 0 | 33.4198 | 28.9465 | 1.9729 | 8.6979
|  | 14 | 1.8664 | 0 | 20 | 9.8155 | 0 | 28.7905 | 25.8603 | 1.6534 | 13.8624
|  | 15 | 0.8203 | 0 | 20 | 0 | 0 | 20 | 20 | 0.99258 | 24.9852
|  | 16 | 0.8203 | 0 | 20.008 | 0 | 0 | 20 | 20 | 0.99258 | 29.5179
|  | 17 | 0.8203 | 0 | 20.0497 | 6.7666 | 0 | 31.3909 | 27.5939 | 0.99258 | 12.1598
|  | 18 | 1.8664 | 0 | 20 | 24.4275 | 0 | 41.8765 | 34.5843 | 1.6534 | 0.22289
|  | 19 | 6.0951 | 5.4555 | 20 | 25.0781 | 0 | 42.4592 | 34.9728 | 1.5344 | 0
|  | 20 | 7.3891 | 6.8193 | 20 | 25.9409 | 0 | 43.2319 | 35.4879 | 0.98035 | 0
|  | 21 | 1.7509 | 0 | 20 | 26.2651 | 0 | 43.5222 | 35.6815 | 0.98035 | 0
|  | 22 | 1.4095 | 0 | 20 | 26.5856 | 0 | 43.8093 | 35.8728 | 0.79874 | 0
|  | 23 | 1.4095 | 0 | 20 | 26.74 | 0 | 43.9475 | 35.965 | 0.79874 | 0
|  | 24 | 0.70477 | 0 | 20 | 26.8789 | 0 | 44.0719 | 36.048 | 0.79874 | 0
| 2 | 1 | 0.70477 | 0 | 20 | 30.275 | 0 | 47.1133 | 38.0755 | 0.79874 | 0
|  | 2 | 0.70477 | 0 | 20 | 29.7347 | 0 | 46.6295 | 37.753 | 0.79874 | 0
|  | 3 | 0.70477 | 0 | 20 | 29.2098 | 0 | 46.1594 | 37.4396 | 0.79874 | 0
|  | 4 | 0.70477 | 0 | 20 | 29.3179 | 0 | 46.2562 | 37.5041 | 0.79874 | 0
|  | 5 | 0.70477 | 0 | 20 | 29.4414 | 0 | 46.3668 | 37.5779 | 0.79874 | 0
|  | 6 | 1.4095 | 0 | 20 | 29.5649 | 0 | 46.4774 | 37.6516 | 0.79874 | 0
|  | 7 | 5.7537 | 4.0916 | 20 | 27.9102 | 0 | 44.9955 | 36.6637 | 1.0333 | 0
|  | 8 | 1.8664 | 0 | 20 | 25.8699 | 0 | 43.1683 | 35.4455 | 1.6534 | 0
|  | 9 | 0.8203 | 0 | 20 | 24.9502 | 0 | 42.3446 | 34.8964 | 0.99258 | 0.16039
|  | 10 | 0.8203 | 0 | 20 | 21.3565 | 0 | 39.1263 | 32.7508 | 0.99258 | 1.1144
|  | 11 | 0.8203 | 0 | 20 | 17.5769 | 0 | 35.7413 | 30.4942 | 0.99258 | 2.2544
|  | 12 | 0.8203 | 0 | 20 | 14.0489 | 0 | 32.5818 | 28.3879 | 0.99258 | 3.1427
|  | 13 | 6.0951 | 5.4555 | 20 | 12.0778 | 0 | 30.8165 | 27.211 | 1.9729 | 3.6395
|  | 14 | 1.8664 | 0 | 20 | 11.9792 | 0 | 30.7282 | 27.1522 | 1.6534 | 3.5636
|  | 15 | 0.8203 | 0 | 20 | 12.74 | 0 | 31.4095 | 27.6064 | 0.99258 | 2.9698
|  | 16 | 0.8203 | 0 | 20 | 16.8028 | 0 | 35.0481 | 30.0321 | 0.99258 | 1.8398
|  | 17 | 0.8203 | 0 | 20 | 21.0189 | 0 | 38.8239 | 32.5493 | 0.99258 | 0.54124
|  | 18 | 1.8664 | 0 | 20 | 23.8168 | 0 | 41.3296 | 34.2197 | 1.6534 | 0
|  | 19 | 6.0951 | 5.4555 | 20 | 25.0627 | 0 | 42.4454 | 34.9636 | 1.5344 | 0
|  | 20 | 7.3891 | 6.8193 | 20 | 26.7436 | 0 | 43.9508 | 35.9672 | 0.98035 | 0
|  | 21 | 1.7509 | 0 | 20 | 27.8859 | 0 | 44.9738 | 36.6492 | 0.98035 | 0
|  | 22 | 1.4095 | 0 | 20 | 28.33 | 0 | 45.3714 | 36.9143 | 0.79874 | 0
|  | 23 | 1.4095 | 0 | 20 | 28.5924 | 0 | 45.6064 | 37.071 | 0.79874 | 0
|  | 24 | 0.70477 | 0 | 20 | 28.8548 | 0 | 45.8415 | 37.2276 | 0.79874 | 0
| 3 | 1 | 0.70477 | 0 | 20 | 32.1736 | 0 | 48.8137 | 39.2091 | 0.79874 | 0
|  | 2 | 0.70477 | 0 | 20 | 32.93 | 0 | 49.4911 | 39.6607 | 0.79874 | 0
|  | 3 | 0.70477 | 0 | 20 | 33.671 | 0 | 50.1547 | 40.1031 | 0.79874 | 0
|  | 4 | 0.70477 | 0 | 20 | 33.7636 | 0 | 50.2376 | 40.1584 | 0.79874 | 0
|  | 5 | 0.70477 | 0 | 20 | 33.8562 | 0 | 50.3206 | 40.2137 | 0.79874 | 0
|  | 6 | 1.4095 | 0 | 20 | 33.9488 | 0 | 50.4035 | 40.269 | 0.79874 | 0
|  | 7 | 5.7537 | 4.0916 | 20 | 33.2512 | 0 | 49.7787 | 39.8525 | 1.0333 | 0
|  | 8 | 1.8664 | 0 | 20 | 32.168 | 0 | 48.8086 | 39.2058 | 1.6534 | 0
|  | 9 | 0.8203 | 0 | 20 | 32.2452 | 0 | 48.8778 | 39.2519 | 0.99258 | 0.12054
|  | 10 | 0.8203 | 0 | 20 | 31.0357 | 0 | 47.7946 | 38.5297 | 0.99258 | 0.95954
|  | 11 | 0.8203 | 0 | 20 | 29.028 | 0 | 45.9966 | 37.3311 | 0.99258 | 2.5813
|  | 12 | 0.8203 | 0 | 20 | 26.8931 | 0 | 44.0846 | 36.0564 | 0.99258 | 4.3303
|  | 13 | 6.0951 | 5.4555 | 20 | 24.2816 | 0 | 41.7458 | 34.4972 | 1.9729 | 5.7299
|  | 14 | 1.8664 | 0 | 20 | 24.2238 | 0 | 41.6941 | 34.4627 | 1.6534 | 5.8757
|  | 15 | 0.8203 | 0 | 20 | 25.591 | 0 | 42.9185 | 35.279 | 0.99258 | 4.9223
|  | 16 | 0.8203 | 0 | 20 | 28.6288 | 0 | 45.639 | 37.0927 | 0.99258 | 2.6101
|  | 17 | 0.8203 | 0 | 20 | 31.5252 | 0 | 48.233 | 38.822 | 0.99258 | 0.43915
|  | 18 | 1.8664 | 0 | 20 | 32.029 | 0 | 48.6842 | 39.1228 | 1.6534 | 0
|  | 19 | 6.0951 | 5.4555 | 20 | 32.7192 | 0 | 49.3023 | 39.5349 | 1.5344 | 0
|  | 20 | 7.3891 | 6.8193 | 20 | 33.8444 | 0 | 50.31 | 40.2067 | 0.98035 | 0
|  | 21 | 1.7509 | 0 | 20 | 34.4156 | 0 | 50.8215 | 40.5477 | 0.98035 | 0
|  | 22 | 1.4095 | 0 | 20 | 35.014 | 0 | 51.3574 | 40.9049 | 0.79874 | 0
|  | 23 | 1.4095 | 0 | 20 | 35.4307 | 0 | 51.7307 | 41.1538 | 0.79874 | 0
|  | 24 | 0.70477 | 0 | 20 | 35.8475 | 0 | 52.1039 | 41.4026 | 0.79874 | 0
| 4 | 1 | 0.70477 | 0 | 20 | 44.9242 | 0 | 60.2327 | 46.8218 | 0.79874 | 0
|  | 2 | 0.70477 | 0 | 20 | 44.8933 | 0 | 60.2051 | 46.8034 | 0.79874 | 0
|  | 3 | 0.70477 | 0 | 20 | 44.847 | 0 | 60.1636 | 46.7757 | 0.79874 | 0
|  | 4 | 0.70477 | 0 | 20 | 44.4302 | 0 | 59.7903 | 46.5269 | 0.79874 | 0
|  | 5 | 0.70477 | 0 | 20 | 43.998 | 0 | 59.4033 | 46.2688 | 0.79874 | 0
|  | 6 | 1.4095 | 0 | 20 | 43.5812 | 0 | 59.03 | 46.02 | 0.79874 | 0
|  | 7 | 5.7537 | 4.0916 | 20 | 40.8305 | 0 | 56.5665 | 44.3777 | 1.0333 | 0
|  | 8 | 1.8664 | 0 | 20 | 36.7363 | 0 | 52.8999 | 41.9333 | 1.6534 | 0.97335
|  | 9 | 0.8203 | 0 | 20 | 31.9887 | 0 | 48.6481 | 39.0987 | 0.99258 | 3.8657
|  | 10 | 0.8203 | 0 | 20 | 29.1247 | 0 | 46.0832 | 37.3888 | 0.99258 | 4.3525
|  | 11 | 0.8203 | 0 | 20 | 26.4471 | 0 | 43.6852 | 35.7901 | 0.99258 | 4.6374
|  | 12 | 0.8203 | 0 | 20 | 23.904 | 0 | 41.4077 | 34.2718 | 0.99258 | 4.7878
|  | 13 | 6.0951 | 5.4555 | 20 | 22.7494 | 0 | 40.3736 | 33.5824 | 1.9729 | 4.9158
|  | 14 | 1.8664 | 0 | 20 | 7.1595 | 0 | 26.4118 | 24.2745 | 1.6534 | 20.7789
|  | 15 | 0.8203 | 0 | 20 | 0 | 0 | 20 | 20 | 0.99258 | 38.0384
|  | 16 | 0.8203 | 0 | 20.0782 | 0 | 0 | 20 | 20 | 0.99258 | 42.5347
|  | 17 | 0.8203 | 0 | 20.188 | 0 | 0 | 20 | 20 | 0.99258 | 42.2356
|  | 18 | 1.8664 | 0 | 20.2892 | 0 | 0 | 30.4643 | 26.9762 | 1.6534 | 17.8746
|  | 19 | 6.0951 | 5.4555 | 20.1892 | 6.9645 | 0 | 46.5209 | 37.6806 | 1.5344 | 0.34266
|  | 20 | 7.3891 | 6.8193 | 20 | 30.788 | 0 | 47.5728 | 38.3818 | 0.98035 | 0
|  | 21 | 1.7509 | 0 | 20 | 31.0659 | 0 | 47.8216 | 38.5477 | 0.98035 | 0
|  | 22 | 1.4095 | 0 | 20 | 31.4944 | 0 | 48.2054 | 38.8036 | 0.79874 | 0
|  | 23 | 1.4095 | 0 | 20 | 31.7569 | 0 | 48.4405 | 38.9603 | 0.79874 | 0
|  | 24 | 0.70477 | 0 | 20 | 32.0193 | 0 | 48.6755 | 39.117 | 0.79874 | 0
| 5 | 1 | 0.70477 | 0 | 20 | 14.4988 | 0 | 32.9847 | 28.6565 | 0.79874 | 0
|  | 2 | 0.70477 | 0 | 20 | 15.0546 | 0 | 33.4824 | 28.9883 | 0.79874 | 0
|  | 3 | 0.70477 | 0 | 20 | 15.6103 | 0 | 33.9801 | 29.32 | 0.79874 | 0
|  | 4 | 0.70477 | 0 | 20 | 16.166 | 0 | 34.4778 | 29.6518 | 0.79874 | 0
|  | 5 | 0.70477 | 0 | 20 | 16.7217 | 0 | 34.9754 | 29.9836 | 0.79874 | 0
|  | 6 | 1.4095 | 0 | 20 | 17.2928 | 0 | 35.4869 | 30.3246 | 0.79874 | 0
|  | 7 | 5.7537 | 4.0916 | 20 | 17.614 | 0 | 35.7746 | 30.5164 | 1.0333 | 0
|  | 8 | 1.8664 | 0 | 20 | 17.5496 | 0 | 35.7169 | 30.4779 | 1.6534 | 0
|  | 9 | 0.8203 | 0 | 20 | 7.5231 | 0 | 26.7374 | 24.4916 | 0.99258 | 0.31406
|  | 10 | 0.8203 | 0 | 20 | 2.6853 | 0 | 22.4049 | 21.6033 | 0.99258 | 2.1417
|  | 11 | 0.8203 | 0 | 20 | 0 | 0 | 20 | 20 | 0.99258 | 4.2771
|  | 12 | 0.8203 | 0 | 20.0203 | 0 | 0 | 20 | 20 | 0.99258 | 5.1623
|  | 13 | 6.0951 | 5.4555 | 20.0724 | 0 | 0 | 20 | 20 | 1.9729 | 5.3786
|  | 14 | 1.8664 | 0 | 20.1341 | 0 | 0 | 20 | 20 | 1.6534 | 17.1301
|  | 15 | 0.8203 | 0 | 20.2893 | 0 | 0 | 20 | 20 | 0.99258 | 27.909
|  | 16 | 0.8203 | 0 | 20.5263 | 0 | 0 | 20 | 20 | 0.99258 | 26.616
|  | 17 | 0.8203 | 0 | 20.7304 | 0 | 0 | 20 | 20 | 0.99258 | 5.9475
|  | 18 | 1.8664 | 0 | 20.7425 | 0 | 0 | 24.4914 | 22.9943 | 1.6534 | 0
|  | 19 | 6.0951 | 5.4555 | 20.6917 | 0 | 0 | 27.0588 | 24.7058 | 1.5344 | 0
|  | 20 | 7.3891 | 6.8193 | 20.6179 | 0 | 0 | 30.0157 | 26.6771 | 0.98035 | 0
|  | 21 | 1.7509 | 0 | 20.5178 | 0 | 0 | 32.4626 | 28.3084 | 0.98035 | 0
|  | 22 | 1.4095 | 0 | 20.3964 | 0 | 0 | 33.7174 | 29.1449 | 0.79874 | 0
|  | 23 | 1.4095 | 0 | 20.265 | 0 | 0 | 34.7957 | 29.8638 | 0.79874 | 0
|  | 24 | 0.70477 | 0 | 20.1254 | 2.7108 | 0 | 35.874 | 30.5827 | 0.79874 | 0
| 6 | 1 | 0.70477 | 0 | 20 | 21.399 | 0 | 39.1642 | 32.7762 | 0.79874 | 0
|  | 2 | 0.70477 | 0 | 20 | 21.8312 | 0 | 39.5513 | 33.0342 | 0.79874 | 0
|  | 3 | 0.70477 | 0 | 20 | 22.248 | 0 | 39.9246 | 33.2831 | 0.79874 | 0
|  | 4 | 0.70477 | 0 | 20 | 22.6802 | 0 | 40.3117 | 33.5411 | 0.79874 | 0
|  | 5 | 0.70477 | 0 | 20 | 23.1124 | 0 | 40.6988 | 33.7992 | 0.79874 | 0
|  | 6 | 1.4095 | 0 | 20 | 23.5292 | 0 | 41.072 | 34.048 | 0.79874 | 0
|  | 7 | 5.7537 | 4.0916 | 20 | 23.7269 | 0 | 41.249 | 34.166 | 1.0333 | 0
|  | 8 | 1.8664 | 0 | 20 | 23.539 | 0 | 41.0808 | 34.0538 | 1.6534 | 0
|  | 9 | 0.8203 | 0 | 20 | 13.3595 | 0 | 31.9643 | 27.9762 | 0.99258 | 0.31264
|  | 10 | 0.8203 | 0 | 20 | 9.3147 | 0 | 28.342 | 25.5613 | 0.99258 | 1.5479
|  | 11 | 0.8203 | 0 | 20 | 5.1051 | 0 | 24.572 | 23.048 | 0.99258 | 2.9635
|  | 12 | 0.8203 | 0 | 20 | 1.7575 | 0 | 21.574 | 21.0493 | 0.99258 | 3.5171
|  | 13 | 6.0951 | 5.4555 | 20 | 0.50364 | 0 | 20.451 | 20.3007 | 1.9729 | 3.1732
|  | 14 | 1.8664 | 0 | 20 | 0.34321 | 0 | 20.3074 | 20.2049 | 1.6534 | 3.0357
|  | 15 | 0.8203 | 0 | 20 | 1.0491 | 0 | 20.9396 | 20.6264 | 0.99258 | 2.3731
|  | 16 | 0.8203 | 0 | 20 | 4.8073 | 0 | 24.3052 | 22.8702 | 0.99258 | 1.3164
|  | 17 | 0.8203 | 0 | 20 | 8.5634 | 0 | 27.6691 | 25.1128 | 0.99258 | 0.2462
|  | 18 | 1.8664 | 0 | 20 | 10.8501 | 0 | 29.7171 | 26.478 | 1.6534 | 0
|  | 19 | 6.0951 | 5.4555 | 20 | 13.1766 | 0 | 31.8006 | 27.867 | 1.5344 | 0
|  | 20 | 7.3891 | 6.8193 | 20 | 15.9226 | 0 | 34.2598 | 29.5065 | 0.98035 | 0
|  | 21 | 1.7509 | 0 | 20 | 18.1301 | 0 | 36.2367 | 30.8245 | 0.98035 | 0
|  | 22 | 1.4095 | 0 | 20 | 19.0526 | 0 | 37.0629 | 31.3753 | 0.79874 | 0
|  | 23 | 1.4095 | 0 | 20 | 19.809 | 0 | 37.7403 | 31.8269 | 0.79874 | 0
|  | 24 | 0.70477 | 0 | 20 | 20.55 | 0 | 38.4039 | 32.2693 | 0.79874 | 0
| 7 | 1 | 0.70477 | 0 | 23.1935 | 0 | 0 | 27.5517 | 25.0345 | 0.79874 | 0
|  | 2 | 0.70477 | 0 | 23.0834 | 0 | 0 | 27.9111 | 25.2741 | 0.79874 | 0
|  | 3 | 0.70477 | 0 | 22.9713 | 0 | 0 | 28.2706 | 25.5137 | 0.79874 | 0
|  | 4 | 0.70477 | 0 | 22.8573 | 0 | 0 | 28.395 | 25.5967 | 0.79874 | 0
|  | 5 | 0.70477 | 0 | 22.7436 | 0 | 0 | 28.5194 | 25.6796 | 0.79874 | 0
|  | 6 | 1.4095 | 0 | 22.6302 | 0 | 0 | 28.6577 | 25.7718 | 0.79874 | 0
|  | 7 | 5.7537 | 4.0916 | 22.517 | 0 | 0 | 26.3792 | 24.2528 | 1.0333 | 0.65788
|  | 8 | 1.8664 | 0 | 22.4262 | 0 | 0 | 21.6919 | 21.1279 | 1.6534 | 3.6045
|  | 9 | 0.8203 | 0 | 22.3797 | 0 | 0 | 20 | 20 | 0.99258 | 5.573
|  | 10 | 0.8203 | 0 | 22.3583 | 0 | 0 | 20 | 20 | 0.99258 | 6.8074
|  | 11 | 0.8203 | 0 | 22.3521 | 0 | 0 | 20 | 20 | 0.99258 | 6.981
|  | 12 | 0.8203 | 0 | 22.3524 | 0 | 0 | 20 | 20 | 0.99258 | 7.2095
|  | 13 | 6.0951 | 5.4555 | 22.3594 | 0 | 0 | 20 | 20 | 1.9729 | 7.2413
|  | 14 | 1.8664 | 0 | 22.3789 | 0 | 0 | 20 | 20 | 1.6534 | 25.8634
|  | 15 | 0.8203 | 0 | 22.5533 | 0 | 0 | 20 | 20 | 0.99258 | 43.1893
|  | 16 | 0.8203 | 0 | 22.867 | 0 | 0 | 20 | 20 | 0.99258 | 51.8009
|  | 17 | 0.8203 | 0 | 23.2326 | 0 | 0 | 20 | 20 | 0.99258 | 51.7521
|  | 18 | 1.8664 | 0 | 23.5778 | 0 | 0 | 20 | 20 | 1.6534 | 46.0705
|  | 19 | 6.0951 | 5.4555 | 23.8619 | 0 | 0 | 20 | 20 | 1.5344 | 13.8522
|  | 20 | 7.3891 | 6.8193 | 23.8669 | 0 | 0 | 27.9339 | 25.2892 | 0.98035 | 0.03999
|  | 21 | 1.7509 | 0 | 23.7446 | 0 | 0 | 28.9236 | 25.949 | 0.98035 | 0
|  | 22 | 1.4095 | 0 | 23.6148 | 0 | 0 | 29.7636 | 26.5091 | 0.79874 | 0
|  | 23 | 1.4095 | 0 | 23.4789 | 0 | 0 | 30.441 | 26.9607 | 0.79874 | 0
|  | 24 | 0.70477 | 0 | 23.3384 | 0 | 0 | 31.1184 | 27.4123 | 0.79874 | 0
| 8 | 1 | 0.70477 | 0 | 26.308 | 0 | 0 | 28.1323 | 25.4215 | 0.79874 | 0
|  | 2 | 0.70477 | 0 | 26.1528 | 0 | 0 | 28.5747 | 25.7165 | 0.79874 | 0
|  | 3 | 0.70477 | 0 | 25.9955 | 0 | 0 | 29.0171 | 26.0114 | 0.79874 | 0
|  | 4 | 0.70477 | 0 | 25.8362 | 0 | 0 | 28.9341 | 25.9561 | 0.79874 | 0
|  | 5 | 0.70477 | 0 | 25.6796 | 0 | 0 | 28.8512 | 25.9008 | 0.79874 | 0
|  | 6 | 1.4095 | 0 | 25.5258 | 0 | 0 | 28.7821 | 25.8547 | 0.79874 | 0
|  | 7 | 5.7537 | 4.0916 | 25.3746 | 0 | 0 | 25.2804 | 23.5203 | 1.0333 | 0.94317
|  | 8 | 1.8664 | 0 | 25.2575 | 0 | 0 | 20 | 20 | 1.6534 | 3.5773
|  | 9 | 0.8203 | 0 | 25.1912 | 0 | 0 | 20 | 20 | 0.99258 | 4.5601
|  | 10 | 0.8203 | 0 | 25.1508 | 0 | 0 | 20 | 20 | 0.99258 | 4.6253
|  | 11 | 0.8203 | 0 | 25.1238 | 0 | 0 | 20 | 20 | 0.99258 | 4.8577
|  | 12 | 0.8203 | 0 | 25.1113 | 0 | 0 | 20 | 20 | 0.99258 | 4.9036
|  | 13 | 6.0951 | 5.4555 | 25.1115 | 0 | 0 | 20 | 20 | 1.9729 | 5.649
|  | 14 | 1.8664 | 0 | 25.1358 | 0 | 0 | 20 | 20 | 1.6534 | 25.7354
|  | 15 | 0.8203 | 0 | 25.3325 | 0 | 0 | 20 | 20 | 0.99258 | 46.0488
|  | 16 | 0.8203 | 0 | 25.6986 | 0 | 0 | 20 | 20 | 0.99258 | 57.9578
|  | 17 | 0.8203 | 0 | 26.1432 | 0 | 0 | 20 | 20 | 0.99258 | 63.2227
|  | 18 | 1.8664 | 0 | 26.6106 | 0 | 0 | 20 | 20 | 1.6534 | 46.9677
|  | 19 | 6.0951 | 5.4555 | 26.9285 | 0 | 0 | 20 | 20 | 1.5344 | 12.335
|  | 20 | 7.3891 | 6.8193 | 26.9401 | 0 | 0 | 22.3626 | 21.5751 | 0.98035 | 0.039992
|  | 21 | 1.7509 | 0 | 26.83 | 0 | 0 | 24.085 | 22.7233 | 0.98035 | 0
|  | 22 | 1.4095 | 0 | 26.7055 | 0 | 0 | 24.773 | 23.182 | 0.79874 | 0
|  | 23 | 1.4095 | 0 | 26.5762 | 0 | 0 | 25.2983 | 23.5322 | 0.79874 | 0
|  | 24 | 0.70477 | 0 | 26.4437 | 0 | 0 | 25.8236 | 23.8824 | 0.79874 | 0
| 9 | 1 | 0.70477 | 0 | 24.0714 | 0 | 0 | 30.8143 | 27.2095 | 0.79874 | 0
|  | 2 | 0.70477 | 0 | 23.92 | 0 | 0 | 31.6714 | 27.7809 | 0.79874 | 0
|  | 3 | 0.70477 | 0 | 23.7626 | 0 | 0 | 32.5423 | 28.3616 | 0.79874 | 0
|  | 4 | 0.70477 | 0 | 23.5992 | 0 | 0 | 32.8326 | 28.5551 | 0.79874 | 0
|  | 5 | 0.70477 | 0 | 23.4352 | 0 | 0 | 33.1368 | 28.7579 | 0.79874 | 0
|  | 6 | 1.4095 | 0 | 23.2705 | 0 | 0 | 33.2638 | 28.8425 | 0.79874 | 0.19775
|  | 7 | 5.7537 | 4.0916 | 23.1067 | 0 | 0 | 28.1952 | 25.4635 | 1.0333 | 1.455
|  | 8 | 1.8664 | 0 | 22.9917 | 0 | 0 | 21.255 | 20.8366 | 1.6534 | 4.432
|  | 9 | 0.8203 | 0 | 22.9421 | 0 | 0 | 20 | 20 | 0.99258 | 5.878
|  | 10 | 0.8203 | 0 | 22.9338 | 0 | 0 | 20 | 20 | 0.99258 | 5.1885
|  | 11 | 0.8203 | 0 | 22.9367 | 0 | 0 | 20 | 20 | 0.99258 | 6.8404
|  | 12 | 0.8203 | 0 | 22.97 | 0 | 0 | 20 | 20 | 0.99258 | 9.6546
|  | 13 | 6.0951 | 5.4555 | 23.043 | 0 | 0 | 20 | 20 | 1.9729 | 11.4836
|  | 14 | 1.8664 | 0 | 23.144 | 0 | 0 | 20 | 20 | 1.6534 | 18.186
|  | 15 | 0.8203 | 0 | 23.3022 | 0 | 0 | 20 | 20 | 0.99258 | 27.5927
|  | 16 | 0.8203 | 0 | 23.5362 | 0 | 0 | 20 | 20 | 0.99258 | 37.6574
|  | 17 | 0.8203 | 0 | 23.8352 | 0 | 0 | 20 | 20 | 0.99258 | 44.9335
|  | 18 | 1.8664 | 0 | 24.175 | 0 | 0 | 20 | 20 | 1.6534 | 42.5166
|  | 19 | 6.0951 | 5.4555 | 24.4809 | 0 | 0 | 20 | 20 | 1.5344 | 24.0587
|  | 20 | 7.3891 | 6.8193 | 24.6125 | 0 | 0 | 22.5775 | 21.7183 | 0.98035 | 0.94238
|  | 21 | 1.7509 | 0 | 24.5301 | 0 | 0 | 25.2877 | 23.5252 | 0.98035 | 0
|  | 22 | 1.4095 | 0 | 24.4237 | 0 | 0 | 26.1278 | 24.0852 | 0.79874 | 0
|  | 23 | 1.4095 | 0 | 24.311 | 0 | 0 | 26.7914 | 24.5276 | 0.79874 | 0
|  | 24 | 0.70477 | 0 | 24.1936 | 0 | 0 | 27.4688 | 24.9792 | 0.79874 | 0
| 10 | 1 | 0.70477 | 0 | 25.7884 | 0 | 0 | 20 | 20 | 0.79874 | 0
|  | 2 | 0.70477 | 0 | 25.7177 | 0 | 0 | 21.0542 | 20.7028 | 0.79874 | 0
|  | 3 | 0.70477 | 0 | 25.6352 | 0 | 0 | 22.4505 | 21.6336 | 0.79874 | 0
|  | 4 | 0.70477 | 0 | 25.5409 | 0 | 0 | 22.4505 | 21.6336 | 0.79874 | 0
|  | 5 | 0.70477 | 0 | 25.4478 | 0 | 0 | 22.4505 | 21.6336 | 0.79874 | 0
|  | 6 | 1.4095 | 0 | 25.3559 | 0 | 0 | 21.8182 | 21.2122 | 0.79874 | 0.70596
|  | 7 | 5.7537 | 4.0916 | 25.271 | 0 | 0 | 20 | 20 | 1.0333 | 3.3702
|  | 8 | 1.8664 | 0 | 25.2117 | 0 | 0 | 20 | 20 | 1.6534 | 5.2034
|  | 9 | 0.8203 | 0 | 25.174 | 0 | 0 | 20 | 20 | 0.99258 | 5.522
|  | 10 | 0.8203 | 0 | 25.1347 | 0 | 0 | 20 | 20 | 0.99258 | 5.7368
|  | 11 | 0.8203 | 0 | 25.1045 | 0 | 0 | 20 | 20 | 0.99258 | 6.5819
|  | 12 | 0.8203 | 0 | 25.0885 | 0 | 0 | 20 | 20 | 0.99258 | 9.7152
|  | 13 | 6.0951 | 5.4555 | 25.1054 | 0 | 0 | 20 | 20 | 1.9729 | 11.1312
|  | 14 | 1.8664 | 0 | 25.15 | 0 | 0 | 20 | 20 | 1.6534 | 22.9107
|  | 15 | 0.8203 | 0 | 25.2966 | 0 | 0 | 20 | 20 | 0.99258 | 34.935
|  | 16 | 0.8203 | 0 | 25.5431 | 0 | 0 | 20 | 20 | 0.99258 | 46.792
|  | 17 | 0.8203 | 0 | 25.8726 | 0 | 0 | 20 | 20 | 0.99258 | 44.4759
|  | 18 | 1.8664 | 0 | 26.167 | 0 | 0 | 20 | 20 | 1.6534 | 32.7076
|  | 19 | 6.0951 | 5.4555 | 26.3543 | 0 | 0 | 20 | 20 | 1.5344 | 15.2116
|  | 20 | 7.3891 | 6.8193 | 26.3811 | 0 | 0 | 20.8678 | 20.5785 | 0.98035 | 3.2991
|  | 21 | 1.7509 | 0 | 26.2918 | 0 | 0 | 25.0633 | 23.3755 | 0.98035 | 0.17344
|  | 22 | 1.4095 | 0 | 26.1651 | 0 | 0 | 25.3398 | 23.5599 | 0.79874 | 0
|  | 23 | 1.4095 | 0 | 26.0375 | 0 | 0 | 25.2845 | 23.523 | 0.79874 | 0
|  | 24 | 0.70477 | 0 | 25.9119 | 0 | 0 | 25.243 | 23.4953 | 0.79874 | 0
| 11 | 1 | 0.70477 | 0 | 29.6029 | 0 | 0 | 20 | 20 | 0.79874 | 0
|  | 2 | 0.70477 | 0 | 29.5084 | 0 | 0 | 20 | 20 | 0.79874 | 0
|  | 3 | 0.70477 | 0 | 29.4075 | 0 | 0 | 21.2063 | 20.8042 | 0.79874 | 0
|  | 4 | 0.70477 | 0 | 29.2766 | 0 | 0 | 20.8192 | 20.5461 | 0.79874 | 0
|  | 5 | 0.70477 | 0 | 29.151 | 0 | 0 | 20.4459 | 20.2973 | 0.79874 | 0
|  | 6 | 1.4095 | 0 | 29.0304 | 0 | 0 | 20.0588 | 20.0392 | 0.79874 | 0
|  | 7 | 5.7537 | 4.0916 | 28.9149 | 0 | 0 | 20 | 20 | 1.0333 | 0
|  | 8 | 1.8664 | 0 | 28.8227 | 0 | 0 | 20 | 20 | 1.6534 | 0.75224
|  | 9 | 0.8203 | 0 | 28.763 | 0 | 0 | 20 | 20 | 0.99258 | 3.5998
|  | 10 | 0.8203 | 0 | 28.742 | 0 | 0 | 20 | 20 | 0.99258 | 4.2001
|  | 11 | 0.8203 | 0 | 28.7395 | 0 | 0 | 20 | 20 | 0.99258 | 4.4766
|  | 12 | 0.8203 | 0 | 28.7526 | 0 | 0 | 20 | 20 | 0.99258 | 5.1702
|  | 13 | 6.0951 | 5.4555 | 28.7846 | 0 | 0 | 20 | 20 | 1.9729 | 4.3238
|  | 14 | 1.8664 | 0 | 28.8212 | 0 | 0 | 20 | 20 | 1.6534 | 20.2911
|  | 15 | 0.8203 | 0 | 28.9903 | 0 | 0 | 20 | 20 | 0.99258 | 39.4618
|  | 16 | 0.8203 | 0 | 29.3137 | 0 | 0 | 20 | 20 | 0.99258 | 48.3392
|  | 17 | 0.8203 | 0 | 29.698 | 0 | 0 | 20 | 20 | 0.99258 | 41.1135
|  | 18 | 1.8664 | 0 | 30.0094 | 0 | 0 | 20 | 20 | 1.6534 | 15.4987
|  | 19 | 6.0951 | 5.4555 | 30.1027 | 0 | 0 | 20 | 20 | 1.5344 | 0.22506
|  | 20 | 7.3891 | 6.8193 | 30.0497 | 0 | 0 | 20 | 20 | 0.98035 | 0
|  | 21 | 1.7509 | 0 | 29.9729 | 0 | 0 | 20 | 20 | 0.98035 | 0
|  | 22 | 1.4095 | 0 | 29.879 | 0 | 0 | 20 | 20 | 0.79874 | 0
|  | 23 | 1.4095 | 0 | 29.7852 | 0 | 0 | 20 | 20 | 0.79874 | 0
|  | 24 | 0.70477 | 0 | 29.6932 | 0 | 0 | 20 | 20 | 0.79874 | 0
| 12 | 1 | 0.70477 | 0 | 29.508 | 0 | 0 | 20 | 20 | 0.79874 | 0
|  | 2 | 0.70477 | 0 | 29.4036 | 0 | 0 | 20 | 20 | 0.79874 | 0
|  | 3 | 0.70477 | 0 | 29.295 | 0 | 0 | 20 | 20 | 0.79874 | 0
|  | 4 | 0.70477 | 0 | 29.1821 | 0 | 0 | 20 | 20 | 0.79874 | 0
|  | 5 | 0.70477 | 0 | 29.0772 | 0 | 0 | 20 | 20 | 0.79874 | 0
|  | 6 | 1.4095 | 0 | 28.9802 | 0 | 0 | 20 | 20 | 0.79874 | 0.91278
|  | 7 | 5.7537 | 4.0916 | 28.8985 | 0 | 0 | 20 | 20 | 1.0333 | 3.3567
|  | 8 | 1.8664 | 0 | 28.8611 | 0 | 0 | 20 | 20 | 1.6534 | 4.6024
|  | 9 | 0.8203 | 0 | 28.8609 | 0 | 0 | 20 | 20 | 0.99258 | 5.3178
|  | 10 | 0.8203 | 0 | 28.8824 | 0 | 0 | 20 | 20 | 0.99258 | 6.1599
|  | 11 | 0.8203 | 0 | 28.9173 | 0 | 0 | 20 | 20 | 0.99258 | 9.13
|  | 12 | 0.8203 | 0 | 28.983 | 0 | 0 | 20 | 20 | 0.99258 | 12.1388
|  | 13 | 6.0951 | 5.4555 | 29.0794 | 0 | 0 | 20 | 20 | 1.9729 | 14.1436
|  | 14 | 1.8664 | 0 | 29.2132 | 0 | 0 | 20 | 20 | 1.6534 | 19.7729
|  | 15 | 0.8203 | 0 | 29.4032 | 0 | 0 | 20 | 20 | 0.99258 | 18.7992
|  | 16 | 0.8203 | 0 | 29.5915 | 0 | 0 | 20 | 20 | 0.99258 | 15.3485
|  | 17 | 0.8203 | 0 | 29.7381 | 0 | 0 | 20 | 20 | 0.99258 | 10.3326
|  | 18 | 1.8664 | 0 | 29.8306 | 0 | 0 | 20 | 20 | 1.6534 | 5.248
|  | 19 | 6.0951 | 5.4555 | 29.8746 | 0 | 0 | 20 | 20 | 1.5344 | 1.756
|  | 20 | 7.3891 | 6.8193 | 29.8689 | 0 | 0 | 20 | 20 | 0.98035 | 0.41281
|  | 21 | 1.7509 | 0 | 29.8281 | 0 | 0 | 20 | 20 | 0.98035 | 0
|  | 22 | 1.4095 | 0 | 29.7649 | 0 | 0 | 20 | 20 | 0.79874 | 0
|  | 23 | 1.4095 | 0 | 29.6897 | 0 | 0 | 20 | 20 | 0.79874 | 0
|  | 24 | 0.70477 | 0 | 29.604 | 0 | 0 | 20 | 20 | 0.79874 | 0
| 13 | 1 | 7.3891 | 6.8193 | 0 | 18.5756 | 0 | 64.2847 | 49.5231 | 0.79874 | 0
| 14 | 1 | 7.3891 | 6.8193 | 82.1977 | 0 | 0 | 20 | 20 | 1.9729 | 63.2227

## df_Unit_t
Layer | Unit | Period | Time | Units_demand | Units_supply | Units_curtailment | BAT_E_stored
Electricity | BESS_IP_Building1 | 1 | 1 | 0 | 0.70477 | 0 | 0
|  |  | 2 | 0 | 0.70477 | 0 | 0
|  |  | 3 | 0 | 0.70477 | 0 | 0
|  |  | 4 | 0 | 0.70477 | 0 | 0
|  |  | 5 | 0 | 0.70477 | 0 | 0
|  |  | 6 | 0 | 1.4095 | 0 | 0
|  |  | 7 | 0 | 5.7537 | 0 | 0
|  |  | 8 | 0 | 1.8664 | 0 | 0
|  |  | 9 | 0.0011181 | 0 | 0 | 0
|  |  | 10 | 0.0011181 | 0 | 0 | 0
|  |  | 11 | 0.0011181 | 0 | 0 | 0
|  |  | 12 | 0.0011181 | 0 | 0 | 0
|  |  | 13 | 0.0011181 | 0 | 0 | 0
|  |  | 14 | 1.2127 | 0 | 0 | 0
|  |  | 15 | 25.8998 | 0 | 0 | 0
|  |  | 16 | 12.2708 | 0 | 0 | 0
|  |  | 17 | 0.987 | 0 | 0 | 0
|  |  | 18 | 0 | 1.8664 | 0 | 0
|  |  | 19 | 0 | 6.0951 | 0 | 0
|  |  | 20 | 0 | 7.3891 | 0 | 0
|  |  | 21 | 0 | 1.7509 | 0 | 0
|  |  | 22 | 0 | 1.4095 | 0 | 0
|  |  | 23 | 0 | 1.4095 | 0 | 0
|  |  | 24 | 0 | 0.70477 | 0 | 0
|  | 2 | 1 | 0 | 0.70477 | 0 | 0
|  |  | 2 | 0 | 0.70477 | 0 | 0
|  |  | 3 | 0 | 0.70477 | 0 | 0
|  |  | 4 | 0 | 0.70477 | 0 | 0
|  |  | 5 | 0 | 0.70477 | 0 | 0
|  |  | 6 | 0 | 1.4095 | 0 | 0
|  |  | 7 | 0 | 5.7537 | 0 | 0
|  |  | 8 | 0 | 1.8664 | 0 | 0
|  |  | 9 | 0.0011181 | 0 | 0 | 0
|  |  | 10 | 0.0011181 | 0 | 0 | 0
|  |  | 11 | 0.0011181 | 0 | 0 | 0
|  |  | 12 | 0.0011181 | 0 | 0 | 0
|  |  | 13 | 0.0011181 | 0 | 0 | 0
|  |  | 14 | 13.9937 | 0 | 0 | 0
|  |  | 15 | 18.1045 | 0 | 0 | 0
|  |  | 16 | 9.472 | 0 | 0 | 0
|  |  | 17 | 0 | 0.8203 | 0 | 0
|  |  | 18 | 0 | 1.8664 | 0 | 0
|  |  | 19 | 0 | 6.0951 | 0 | 0
|  |  | 20 | 0 | 7.3891 | 0 | 0
|  |  | 21 | 0 | 1.7509 | 0 | 0
|  |  | 22 | 0 | 1.4095 | 0 | 0
|  |  | 23 | 0 | 1.4095 | 0 | 0
|  |  | 24 | 0 | 0.70477 | 0 | 0
|  | 3 | 1 | 0 | 0.70477 | 0 | 0
|  |  | 2 | 0 | 0.70477 | 0 | 0
|  |  | 3 | 0 | 0.70477 | 0 | 0
|  |  | 4 | 0 | 0.70477 | 0 | 0
|  |  | 5 | 0 | 0.70477 | 0 | 0
|  |  | 6 | 0 | 1.4095 | 0 | 0
|  |  | 7 | 0 | 5.7537 | 0 | 0
|  |  | 8 | 0 | 1.8664 | 0 | 0
|  |  | 11 | 6.0099 | 0 | 0 | 0
|  |  | 12 | 8.3385 | 0 | 0 | 0
|  |  | 13 | 9.087 | 0 | 0 | 0
|  |  | 14 | 8.8719 | 0 | 0 | 0
|  |  | 15 | 6.1835 | 0 | 0 | 0
|  |  | 16 | 3.082 | 0 | 0 | 0
|  |  | 17 | 0 | 0.8203 | 0 | 0
|  |  | 18 | 0 | 1.8664 | 0 | 0
|  |  | 19 | 0 | 6.0951 | 0 | 0
|  |  | 20 | 0 | 7.3891 | 0 | 0
|  |  | 21 | 0 | 1.7509 | 0 | 0
|  |  | 22 | 0 | 1.4095 | 0 | 0
|  |  | 23 | 0 | 1.4095 | 0 | 0
|  |  | 24 | 0 | 0.70477 | 0 | 0
|  | 4 | 1 | 0 | 0.70477 | 0 | 0
|  |  | 2 | 0 | 0.70477 | 0 | 0
|  |  | 3 | 0 | 0.70477 | 0 | 0
|  |  | 4 | 0 | 0.70477 | 0 | 0
|  |  | 5 | 0 | 0.70477 | 0 | 0
|  |  | 6 | 0 | 1.4095 | 0 | 0
|  |  | 7 | 0 | 5.7537 | 0 | 0
|  |  | 8 | 0 | 1.8664 | 0 | 0
|  |  | 11 | 5.239 | 0 | 0 | 0
|  |  | 12 | 12.2569 | 0 | 0 | 0
|  |  | 13 | 6.4563 | 0 | 0 | 0
|  |  | 14 | 8.2657 | 0 | 0 | 0
|  |  | 15 | 6.8793 | 0 | 0 | 0
|  |  | 16 | 2.3032 | 0 | 0 | 0
|  |  | 17 | 0 | 0.8203 | 0 | 0
|  |  | 18 | 0 | 1.8664 | 0 | 0
|  |  | 19 | 0 | 6.0951 | 0 | 0
|  |  | 20 | 0 | 7.3891 | 0 | 0
|  |  | 21 | 0 | 1.7509 | 0 | 0
|  |  | 22 | 0 | 1.4095 | 0 | 0
|  |  | 23 | 0 | 1.4095 | 0 | 0
|  |  | 24 | 0 | 0.70477 | 0 | 0
|  | 5 | 1 | 0 | 0.70477 | 0 | 0
|  |  | 2 | 0 | 0.70477 | 0 | 0
|  |  | 3 | 0 | 0.70477 | 0 | 0
|  |  | 4 | 0 | 0.70477 | 0 | 0
|  |  | 5 | 0 | 0.70477 | 0 | 0
|  |  | 6 | 0 | 1.4095 | 0 | 0
|  |  | 7 | 0 | 5.7537 | 0 | 0
|  |  | 8 | 0.0011181 | 0 | 0 | 0
|  |  | 9 | 0.0011181 | 0 | 0 | 0
|  |  | 10 | 0.0011181 | 0 | 0 | 0
|  |  | 11 | 0.0011181 | 0 | 0 | 0
|  |  | 12 | 0.0011181 | 0 | 0 | 0
|  |  | 13 | 0.0011181 | 0 | 0 | 0
|  |  | 14 | 0.0011181 | 0 | 0 | 0
|  |  | 15 | 25.574 | 0 | 0 | 0
|  |  | 16 | 13.7319 | 0 | 0 | 0
|  |  | 17 | 0 | 0.8203 | 0 | 0
|  |  | 18 | 0 | 1.8664 | 0 | 0
|  |  | 19 | 0 | 6.0951 | 0 | 0
|  |  | 20 | 0 | 7.3891 | 0 | 0
|  |  | 21 | 0 | 1.7509 | 0 | 0
|  |  | 22 | 0 | 1.4095 | 0 | 0
|  |  | 23 | 0 | 1.4095 | 0 | 0
|  |  | 24 | 0 | 0.70477 | 0 | 0
|  | 6 | 1 | 0 | 0.70477 | 0 | 0
|  |  | 2 | 0 | 0.70477 | 0 | 0
|  |  | 3 | 0 | 0.70477 | 0 | 0
|  |  | 4 | 0 | 0.70477 | 0 | 0
|  |  | 5 | 0 | 0.70477 | 0 | 0
|  |  | 6 | 0 | 1.4095 | 0 | 0
|  |  | 7 | 0 | 5.7537 | 0 | 0
|  |  | 12 | 0.0011181 | 0 | 0 | 0
|  |  | 13 | 0.0011181 | 0 | 0 | 0
|  |  | 14 | 0.0011181 | 0 | 0 | 0
|  |  | 15 | 0.0011181 | 0 | 0 | 0
|  |  | 16 | 22.4556 | 0 | 0 | 0
|  |  | 17 | 15.7085 | 0 | 0 | 0
|  |  | 18 | 0 | 1.8664 | 0 | 0
|  |  | 19 | 0 | 6.0951 | 0 | 0
|  |  | 20 | 0 | 7.3891 | 0 | 0
|  |  | 21 | 0 | 1.7509 | 0 | 0
|  |  | 22 | 0 | 1.4095 | 0 | 0
|  |  | 23 | 0 | 1.4095 | 0 | 0
|  |  | 24 | 0 | 0.70477 | 0 | 0
|  | 7 | 1 | 0 | 0.70477 | 0 | 0
|  |  | 2 | 0 | 0.70477 | 0 | 0
|  |  | 3 | 0 | 0.70477 | 0 | 0
|  |  | 4 | 0 | 0.70477 | 0 | 0
|  |  | 5 | 0 | 0.70477 | 0 | 0
|  |  | 6 | 0 | 1.4095 | 0 | 0
|  |  | 7 | 0 | 5.7537 | 0 | 0
|  |  | 8 | 0.0011181 | 0 | 0 | 0
|  |  | 9 | 0.0011181 | 0 | 0 | 0
|  |  | 10 | 0.0011181 | 0 | 0 | 0
|  |  | 11 | 0.0011181 | 0 | 0 | 0
|  |  | 12 | 0.0011181 | 0 | 0 | 0
|  |  | 13 | 9.5461 | 0 | 0 | 0
|  |  | 14 | 15.4349 | 0 | 0 | 0
|  |  | 15 | 5.8674 | 0 | 0 | 0
|  |  | 16 | 8.5146 | 0 | 0 | 0
|  |  | 17 | 0 | 0.8203 | 0 | 0
|  |  | 18 | 0 | 1.8664 | 0 | 0
|  |  | 19 | 0 | 6.0951 | 0 | 0
|  |  | 20 | 0 | 7.3891 | 0 | 0
|  |  | 21 | 0 | 1.7509 | 0 | 0
|  |  | 22 | 0 | 1.4095 | 0 | 0
|  |  | 23 | 0 | 1.4095 | 0 | 0
|  |  | 24 | 0 | 0.70477 | 0 | 0
|  | 8 | 1 | 0 | 0.70477 | 0 | 0
|  |  | 2 | 0 | 0.70477 | 0 | 0
|  |  | 3 | 0 | 0.70477 | 0 | 0
|  |  | 4 | 0 | 0.70477 | 0 | 0
|  |  | 5 | 0 | 0.70477 | 0 | 0
|  |  | 6 | 0 | 1.3086 | 0 | 0
|  |  | 17 | 19.3281 | 0 | 0 | 0
|  |  | 18 | 9.3914 | 0 | 0 | 0
|  |  | 19 | 0 | 6.0951 | 0 | 0
|  |  | 20 | 0 | 7.3891 | 0 | 0
|  |  | 21 | 0 | 1.7509 | 0 | 0
|  |  | 22 | 0 | 1.4095 | 0 | 0
|  |  | 23 | 0 | 1.4095 | 0 | 0
|  |  | 24 | 0 | 0.70477 | 0 | 0
|  | 9 | 1 | 0 | 0.70477 | 0 | 0
|  |  | 2 | 0 | 0.70477 | 0 | 0
|  |  | 3 | 0 | 0.70477 | 0 | 0
|  |  | 4 | 0 | 0.70477 | 0 | 0
|  |  | 5 | 0 | 0.70477 | 0 | 0
|  |  | 6 | 0 | 1.4095 | 0 | 0
|  |  | 17 | 19.4462 | 0 | 0 | 0
|  |  | 18 | 9.4242 | 0 | 0 | 0
|  |  | 19 | 0 | 6.0951 | 0 | 0
|  |  | 20 | 0 | 7.3891 | 0 | 0
|  |  | 21 | 0 | 1.7509 | 0 | 0
|  |  | 22 | 0 | 1.4095 | 0 | 0
|  |  | 23 | 0 | 1.4095 | 0 | 0
|  |  | 24 | 0 | 0.70477 | 0 | 0
|  | 10 | 1 | 0 | 0.70477 | 0 | 0
|  |  | 2 | 0 | 0.70477 | 0 | 0
|  |  | 3 | 0 | 0.70477 | 0 | 0
|  |  | 4 | 0 | 0.70477 | 0 | 0
|  |  | 5 | 0 | 0.50813 | 0 | 0
|  |  | 6 | 0 | 0.035329 | 0 | 0
|  |  | 7 | 0 | 1.6481 | 0 | 0
|  |  | 17 | 14.5692 | 0 | 0 | 0
|  |  | 18 | 0.8623 | 0 | 0 | 0
|  |  | 19 | 6.2792 | 0 | 0 | 0
|  |  | 20 | 0 | 7.3891 | 0 | 0
|  |  | 21 | 0 | 1.7509 | 0 | 0
|  |  | 22 | 0 | 1.4095 | 0 | 0
|  |  | 23 | 0 | 1.4095 | 0 | 0
|  |  | 24 | 0 | 0.70477 | 0 | 0
|  | 11 | 1 | 0 | 0.70477 | 0 | 0
|  |  | 2 | 0 | 0.70477 | 0 | 0
|  |  | 3 | 0 | 0.70477 | 0 | 0
|  |  | 4 | 0 | 0.70477 | 0 | 0
|  |  | 5 | 0 | 0.70477 | 0 | 0
|  |  | 17 | 5.5189 | 0 | 0 | 0
|  |  | 18 | 15.0537 | 0 | 0 | 0
|  |  | 19 | 0 | 0.85509 | 0 | 0
|  |  | 20 | 0 | 7.3891 | 0 | 0
|  |  | 21 | 0 | 1.7509 | 0 | 0
|  |  | 22 | 0 | 1.4095 | 0 | 0
|  |  | 23 | 0 | 1.4095 | 0 | 0
|  |  | 24 | 0 | 0.70477 | 0 | 0
|  | 12 | 1 | 0 | 0.70477 | 0 | 0
|  |  | 2 | 0 | 0.70477 | 0 | 0
|  |  | 3 | 0 | 0.70477 | 0 | 0
|  |  | 4 | 0 | 0.70477 | 0 | 0
|  |  | 5 | 0 | 0.70477 | 0 | 0
|  |  | 18 | 17.9067 | 0 | 0 | 0
|  |  | 19 | 2.7896 | 0 | 0 | 0
|  |  | 20 | 0 | 7.3891 | 0 | 0
|  |  | 21 | 0 | 1.7509 | 0 | 0
|  |  | 22 | 0 | 1.4095 | 0 | 0
|  |  | 23 | 0 | 1.4095 | 0 | 0
|  |  | 24 | 0 | 0.70477 | 0 | 0
|  | 13 | 1 | 0 | 7.3891 | 0 | 0
|  | 14 | 1 | 65.5058 | 0 | 0 | 0
| PV_Building1 | 1 | 9 | 0 | 8.6106 | 0 | 0
|  |  | 10 | 0 | 20.383 | 0 | 0
|  |  | 11 | 0 | 14.4924 | 0 | 0
|  |  | 12 | 0 | 13.7351 | 0 | 0
|  |  | 13 | 0 | 13.9254 | 0 | 0
|  |  | 14 | 0 | 7.1701 | 0 | 0
|  |  | 15 | 0 | 26.7201 | 0 | 0
|  |  | 16 | 0 | 13.0911 | 0 | 0
|  |  | 17 | 0 | 1.8073 | 0 | 0
|  | 2 | 9 | 0 | 8.6544 | 0 | 0
|  |  | 10 | 0 | 21.5021 | 0 | 0
|  |  | 11 | 0 | 24.0624 | 0 | 0
|  |  | 12 | 0 | 27.5106 | 0 | 0
|  |  | 13 | 0 | 27.5564 | 0 | 0
|  |  | 14 | 0 | 25.0992 | 0 | 0
|  |  | 15 | 0 | 18.9248 | 0 | 0
|  |  | 16 | 0 | 10.2923 | 0 | 0
|  | 3 | 9 | 0 | 4.9993 | 0 | 0
|  |  | 10 | 0 | 9.9307 | 0 | 0
|  |  | 11 | 0 | 8.6366 | 0 | 0
|  |  | 12 | 0 | 9.1588 | 0 | 0
|  |  | 13 | 0 | 15.1821 | 0 | 0
|  |  | 14 | 0 | 10.7383 | 0 | 0
|  |  | 15 | 0 | 7.0038 | 0 | 0
|  |  | 16 | 0 | 3.9023 | 0 | 0
|  | 4 | 9 | 0 | 2.6459 | 0 | 0
|  |  | 10 | 0 | 10.6241 | 0 | 0
|  |  | 11 | 0 | 11.3869 | 0 | 0
|  |  | 12 | 0 | 13.0772 | 0 | 0
|  |  | 13 | 0 | 12.5514 | 0 | 0
|  |  | 14 | 0 | 10.1321 | 0 | 0
|  |  | 15 | 0 | 7.6996 | 0 | 0
|  |  | 16 | 0 | 3.1235 | 0 | 0
|  | 5 | 8 | 0 | 5.2742 | 0 | 0
|  |  | 9 | 0 | 9.9922 | 0 | 0
|  |  | 10 | 0 | 8.5272 | 0 | 0
|  |  | 11 | 0 | 15.5336 | 0 | 0
|  |  | 12 | 0 | 26.1721 | 0 | 0
|  |  | 13 | 0 | 38.046 | 0 | 0
|  |  | 14 | 0 | 38.385 | 0 | 0
|  |  | 15 | 0 | 28.4745 | 0 | 0
|  |  | 16 | 0 | 14.5522 | 0 | 0
|  | 6 | 8 | 0 | 12.4613 | 0 | 0
|  |  | 9 | 0 | 29.3294 | 0 | 0
|  |  | 10 | 0 | 43.1475 | 0 | 0
|  |  | 11 | 0 | 52.5976 | 0 | 0
|  |  | 12 | 0 | 57.7811 | 0 | 0
|  |  | 13 | 0 | 55.673 | 0 | 0
|  |  | 14 | 0 | 53.5598 | 0 | 0
|  |  | 15 | 0 | 44.8864 | 0 | 0
|  |  | 16 | 0 | 32.6755 | 0 | 0
|  |  | 17 | 0 | 16.5288 | 0 | 0
|  | 7 | 8 | 0 | 4.458 | 0 | 0
|  |  | 9 | 0 | 10.9263 | 0 | 0
|  |  | 10 | 0 | 5.6881 | 0 | 0
|  |  | 11 | 0 | 21.3202 | 0 | 0
|  |  | 12 | 0 | 16.4331 | 0 | 0
|  |  | 13 | 0 | 20.307 | 0 | 0
|  |  | 14 | 0 | 17.3013 | 0 | 0
|  |  | 15 | 0 | 6.6877 | 0 | 0
|  |  | 16 | 0 | 9.3349 | 0 | 0
|  | 8 | 6 | 0 | 0.10093 | 0 | 0
|  |  | 7 | 0 | 14.8793 | 0 | 0
|  |  | 8 | 0 | 32.7826 | 0 | 0
|  |  | 9 | 0 | 47.5455 | 0 | 0
|  |  | 10 | 0 | 60.2836 | 0 | 0
|  |  | 11 | 0 | 68.1725 | 0 | 0
|  |  | 12 | 0 | 71.6618 | 0 | 0
|  |  | 13 | 0 | 70.417 | 0 | 0
|  |  | 14 | 0 | 65.6952 | 0 | 0
|  |  | 15 | 0 | 55.4754 | 0 | 0
|  |  | 16 | 0 | 45.8407 | 0 | 0
|  |  | 17 | 0 | 29.949 | 0 | 0
|  |  | 18 | 0 | 11.2578 | 0 | 0
|  | 9 | 7 | 0 | 14.0194 | 0 | 0
|  |  | 8 | 0 | 31.9989 | 0 | 0
|  |  | 9 | 0 | 47.0506 | 0 | 0
|  |  | 10 | 0 | 58.6476 | 0 | 0
|  |  | 11 | 0 | 65.1958 | 0 | 0
|  |  | 12 | 0 | 69.1783 | 0 | 0
|  |  | 13 | 0 | 67.8682 | 0 | 0
|  |  | 14 | 0 | 64.2067 | 0 | 0
|  |  | 15 | 0 | 56.4859 | 0 | 0
|  |  | 16 | 0 | 44.426 | 0 | 0
|  |  | 17 | 0 | 29.1612 | 0 | 0
|  |  | 18 | 0 | 11.2907 | 0 | 0
|  | 10 | 5 | 0 | 0.19664 | 0 | 0
|  |  | 6 | 0 | 1.3742 | 0 | 0
|  |  | 7 | 0 | 4.1056 | 0 | 0
|  |  | 8 | 0 | 5.5588 | 0 | 0
|  |  | 9 | 0 | 5.7502 | 0 | 0
|  |  | 10 | 0 | 8.133 | 0 | 0
|  |  | 11 | 0 | 15.8362 | 0 | 0
|  |  | 12 | 0 | 22.3967 | 0 | 0
|  |  | 13 | 0 | 25.1006 | 0 | 0
|  |  | 14 | 0 | 55.919 | 0 | 0
|  |  | 15 | 0 | 61.7019 | 0 | 0
|  |  | 16 | 0 | 53.1644 | 0 | 0
|  |  | 17 | 0 | 43.6232 | 0 | 0
|  |  | 18 | 0 | 2.7287 | 0 | 0
|  |  | 19 | 0 | 12.3742 | 0 | 0
|  | 11 | 6 | 0 | 2.5224 | 0 | 0
|  |  | 7 | 0 | 13.611 | 0 | 0
|  |  | 8 | 0 | 27.2645 | 0 | 0
|  |  | 9 | 0 | 21.2336 | 0 | 0
|  |  | 10 | 0 | 28.1933 | 0 | 0
|  |  | 11 | 0 | 45.4934 | 0 | 0
|  |  | 12 | 0 | 42.5063 | 0 | 0
|  |  | 13 | 0 | 59.0491 | 0 | 0
|  |  | 14 | 0 | 61.1423 | 0 | 0
|  |  | 15 | 0 | 46.5153 | 0 | 0
|  |  | 16 | 0 | 41.2432 | 0 | 0
|  |  | 17 | 0 | 31.5738 | 0 | 0
|  |  | 18 | 0 | 16.9202 | 0 | 0
|  |  | 19 | 0 | 5.24 | 0 | 0
|  | 12 | 6 | 0 | 8.1754 | 0 | 0
|  |  | 7 | 0 | 23.2295 | 0 | 0
|  |  | 8 | 0 | 39.318 | 0 | 0
|  |  | 9 | 0 | 43.9265 | 0 | 0
|  |  | 10 | 0 | 62.4641 | 0 | 0
|  |  | 11 | 0 | 69.3197 | 0 | 0
|  |  | 12 | 0 | 74.17 | 0 | 0
|  |  | 13 | 0 | 75.4877 | 0 | 0
|  |  | 14 | 0 | 71.731 | 0 | 0
|  |  | 15 | 0 | 64.9951 | 0 | 0
|  |  | 16 | 0 | 56.2655 | 0 | 0
|  |  | 17 | 0 | 33.1103 | 0 | 0
|  |  | 18 | 0 | 29.1153 | 0 | 0
|  |  | 19 | 0 | 8.8847 | 0 | 0
|  | 14 | 1 | 0 | 72.8949 | 0 | 0
NaturalGas | NG_Boiler_Building1 | 1 | 1 | 34.614 | 0 | 0 | 0
|  |  | 2 | 33.2979 | 0 | 0 | 0
|  |  | 3 | 31.998 | 0 | 0 | 0
|  |  | 4 | 31.738 | 0 | 0 | 0
|  |  | 5 | 31.478 | 0 | 0 | 0
|  |  | 6 | 31.2343 | 0 | 0 | 0
|  |  | 7 | 34.7085 | 0 | 0 | 0
|  |  | 8 | 28.7259 | 0 | 0 | 0
|  |  | 9 | 28.2485 | 0 | 0 | 0
|  |  | 10 | 25.4807 | 0 | 0 | 0
|  |  | 11 | 22.1841 | 0 | 0 | 0
|  |  | 12 | 19.4066 | 0 | 0 | 0
|  |  | 13 | 21.8665 | 0 | 0 | 0
|  |  | 14 | 10.3805 | 0 | 0 | 0
|  |  | 15 | 0.048342 | 0 | 0 | 0
|  |  | 16 | 0.048342 | 0 | 0 | 0
|  |  | 17 | 7.171 | 0 | 0 | 0
|  |  | 18 | 25.7615 | 0 | 0 | 0
|  |  | 19 | 32.4912 | 0 | 0 | 0
|  |  | 20 | 34.9106 | 0 | 0 | 0
|  |  | 21 | 27.6958 | 0 | 0 | 0
|  |  | 22 | 28.0332 | 0 | 0 | 0
|  |  | 23 | 28.1957 | 0 | 0 | 0
|  |  | 24 | 28.3419 | 0 | 0 | 0
|  | 2 | 1 | 31.9167 | 0 | 0 | 0
|  |  | 2 | 31.348 | 0 | 0 | 0
|  |  | 3 | 30.7955 | 0 | 0 | 0
|  |  | 4 | 30.9093 | 0 | 0 | 0
|  |  | 5 | 31.0393 | 0 | 0 | 0
|  |  | 6 | 31.1693 | 0 | 0 | 0
|  |  | 7 | 33.9611 | 0 | 0 | 0
|  |  | 8 | 27.2798 | 0 | 0 | 0
|  |  | 9 | 26.3117 | 0 | 0 | 0
|  |  | 10 | 22.5289 | 0 | 0 | 0
|  |  | 11 | 18.5503 | 0 | 0 | 0
|  |  | 12 | 14.7883 | 0 | 0 | 0
|  |  | 13 | 18.6526 | 0 | 0 | 0
|  |  | 14 | 12.6454 | 0 | 0 | 0
|  |  | 15 | 13.4588 | 0 | 0 | 0
|  |  | 16 | 17.7355 | 0 | 0 | 0
|  |  | 17 | 22.1735 | 0 | 0 | 0
|  |  | 18 | 25.1187 | 0 | 0 | 0
|  |  | 19 | 32.475 | 0 | 0 | 0
|  |  | 20 | 35.7556 | 0 | 0 | 0
|  |  | 21 | 29.402 | 0 | 0 | 0
|  |  | 22 | 29.8693 | 0 | 0 | 0
|  |  | 23 | 30.1456 | 0 | 0 | 0
|  |  | 24 | 30.4218 | 0 | 0 | 0
|  | 3 | 1 | 33.9153 | 0 | 0 | 0
|  |  | 2 | 34.7115 | 0 | 0 | 0
|  |  | 3 | 35.4915 | 0 | 0 | 0
|  |  | 4 | 35.589 | 0 | 0 | 0
|  |  | 5 | 35.6865 | 0 | 0 | 0
|  |  | 6 | 35.784 | 0 | 0 | 0
|  |  | 7 | 39.5832 | 0 | 0 | 0
|  |  | 8 | 33.9094 | 0 | 0 | 0
|  |  | 9 | 33.9906 | 0 | 0 | 0
|  |  | 10 | 32.7175 | 0 | 0 | 0
|  |  | 11 | 30.6042 | 0 | 0 | 0
|  |  | 12 | 28.3569 | 0 | 0 | 0
|  |  | 13 | 31.6528 | 0 | 0 | 0
|  |  | 14 | 25.5471 | 0 | 0 | 0
|  |  | 15 | 26.9863 | 0 | 0 | 0
|  |  | 16 | 30.1839 | 0 | 0 | 0
|  |  | 17 | 33.2328 | 0 | 0 | 0
|  |  | 18 | 33.7631 | 0 | 0 | 0
|  |  | 19 | 40.5345 | 0 | 0 | 0
|  |  | 20 | 43.2301 | 0 | 0 | 0
|  |  | 21 | 36.2753 | 0 | 0 | 0
|  |  | 22 | 36.9051 | 0 | 0 | 0
|  |  | 23 | 37.3439 | 0 | 0 | 0
|  |  | 24 | 37.7826 | 0 | 0 | 0
|  | 4 | 1 | 47.337 | 0 | 0 | 0
|  |  | 2 | 47.3045 | 0 | 0 | 0
|  |  | 3 | 47.2557 | 0 | 0 | 0
|  |  | 4 | 46.817 | 0 | 0 | 0
|  |  | 5 | 46.362 | 0 | 0 | 0
|  |  | 6 | 45.9233 | 0 | 0 | 0
|  |  | 7 | 47.5615 | 0 | 0 | 0
|  |  | 8 | 38.7182 | 0 | 0 | 0
|  |  | 9 | 33.7206 | 0 | 0 | 0
|  |  | 10 | 30.7059 | 0 | 0 | 0
|  |  | 11 | 27.8874 | 0 | 0 | 0
|  |  | 12 | 25.2105 | 0 | 0 | 0
|  |  | 13 | 30.0399 | 0 | 0 | 0
|  |  | 14 | 7.5846 | 0 | 0 | 0
|  |  | 15 | 0.048342 | 0 | 0 | 0
|  |  | 16 | 0.048342 | 0 | 0 | 0
|  |  | 17 | 0.048342 | 0 | 0 | 0
|  |  | 18 | 0.048342 | 0 | 0 | 0
|  |  | 19 | 13.4243 | 0 | 0 | 0
|  |  | 20 | 40.0128 | 0 | 0 | 0
|  |  | 21 | 32.7492 | 0 | 0 | 0
|  |  | 22 | 33.2004 | 0 | 0 | 0
|  |  | 23 | 33.4766 | 0 | 0 | 0
|  |  | 24 | 33.7528 | 0 | 0 | 0
|  | 5 | 1 | 15.3103 | 0 | 0 | 0
|  |  | 2 | 15.8952 | 0 | 0 | 0
|  |  | 3 | 16.4802 | 0 | 0 | 0
|  |  | 4 | 17.0652 | 0 | 0 | 0
|  |  | 5 | 17.6501 | 0 | 0 | 0
|  |  | 6 | 18.2513 | 0 | 0 | 0
|  |  | 7 | 23.123 | 0 | 0 | 0
|  |  | 8 | 18.5216 | 0 | 0 | 0
|  |  | 9 | 7.9673 | 0 | 0 | 0
|  |  | 10 | 2.875 | 0 | 0 | 0
|  |  | 11 | 0.048342 | 0 | 0 | 0
|  |  | 13 | 4.7947 | 0 | 0 | 0
|  |  | 19 | 4.9007 | 0 | 0 | 0
|  |  | 20 | 7.6044 | 0 | 0 | 0
|  |  | 21 | 0.048342 | 0 | 0 | 0
|  |  | 22 | 0.048342 | 0 | 0 | 0
|  |  | 23 | 0.048342 | 0 | 0 | 0
|  |  | 24 | 2.9018 | 0 | 0 | 0
|  | 6 | 1 | 22.5736 | 0 | 0 | 0
|  |  | 2 | 23.0285 | 0 | 0 | 0
|  |  | 3 | 23.4673 | 0 | 0 | 0
|  |  | 4 | 23.9222 | 0 | 0 | 0
|  |  | 5 | 24.3772 | 0 | 0 | 0
|  |  | 6 | 24.8159 | 0 | 0 | 0
|  |  | 7 | 29.5576 | 0 | 0 | 0
|  |  | 8 | 24.8262 | 0 | 0 | 0
|  |  | 9 | 14.0626 | 0 | 0 | 0
|  |  | 10 | 9.805 | 0 | 0 | 0
|  |  | 11 | 5.3738 | 0 | 0 | 0
|  |  | 12 | 1.85 | 0 | 0 | 0
|  |  | 13 | 0.84681 | 0 | 0 | 0
|  |  | 14 | 0.36127 | 0 | 0 | 0
|  |  | 15 | 1.1043 | 0 | 0 | 0
|  |  | 16 | 5.0603 | 0 | 0 | 0
|  |  | 17 | 9.0141 | 0 | 0 | 0
|  |  | 18 | 11.4212 | 0 | 0 | 0
|  |  | 19 | 16.9914 | 0 | 0 | 0
|  |  | 20 | 24.3651 | 0 | 0 | 0
|  |  | 21 | 19.1326 | 0 | 0 | 0
|  |  | 22 | 20.1037 | 0 | 0 | 0
|  |  | 23 | 20.8999 | 0 | 0 | 0
|  |  | 24 | 21.6799 | 0 | 0 | 0
|  | 7 | 1 | 0.048342 | 0 | 0 | 0
|  |  | 2 | 0.048342 | 0 | 0 | 0
|  |  | 3 | 0.048342 | 0 | 0 | 0
|  |  | 4 | 0.048342 | 0 | 0 | 0
|  |  | 5 | 0.048342 | 0 | 0 | 0
|  |  | 6 | 0.048342 | 0 | 0 | 0
|  |  | 7 | 4.582 | 0 | 0 | 0
|  |  | 8 | 0.048342 | 0 | 0 | 0
|  |  | 9 | 0.048342 | 0 | 0 | 0
|  |  | 10 | 0.048342 | 0 | 0 | 0
|  |  | 12 | 0.0040179 | 0 | 0 | 0
|  |  | 13 | 6.0248 | 0 | 0 | 0
|  |  | 14 | 0.048342 | 0 | 0 | 0
|  |  | 15 | 0.048342 | 0 | 0 | 0
|  |  | 16 | 0.048342 | 0 | 0 | 0
|  |  | 17 | 0.048342 | 0 | 0 | 0
|  |  | 18 | 0.048342 | 0 | 0 | 0
|  |  | 19 | 6.0932 | 0 | 0 | 0
|  |  | 20 | 7.6044 | 0 | 0 | 0
|  |  | 21 | 0.048342 | 0 | 0 | 0
|  |  | 22 | 0.048342 | 0 | 0 | 0
|  |  | 23 | 0.048342 | 0 | 0 | 0
|  |  | 24 | 0.048342 | 0 | 0 | 0
|  | 8 | 1 | 0.048342 | 0 | 0 | 0
|  |  | 2 | 0.048342 | 0 | 0 | 0
|  |  | 3 | 0.048342 | 0 | 0 | 0
|  |  | 4 | 0.048342 | 0 | 0 | 0
|  |  | 5 | 0.048342 | 0 | 0 | 0
|  |  | 6 | 0.048342 | 0 | 0 | 0
|  |  | 7 | 4.582 | 0 | 0 | 0
|  |  | 20 | 2.4117 | 0 | 0 | 0
|  |  | 21 | 0.048342 | 0 | 0 | 0
|  |  | 22 | 0.048342 | 0 | 0 | 0
|  |  | 23 | 0.048342 | 0 | 0 | 0
|  |  | 24 | 0.048342 | 0 | 0 | 0
|  | 9 | 1 | 0.048342 | 0 | 0 | 0
|  |  | 2 | 0.048342 | 0 | 0 | 0
|  |  | 3 | 0.048342 | 0 | 0 | 0
|  |  | 4 | 0.048342 | 0 | 0 | 0
|  |  | 5 | 0.048342 | 0 | 0 | 0
|  |  | 6 | 0.048342 | 0 | 0 | 0
|  |  | 7 | 4.582 | 0 | 0 | 0
|  |  | 20 | 3.1954 | 0 | 0 | 0
|  |  | 21 | 0.048342 | 0 | 0 | 0
|  |  | 22 | 0.048342 | 0 | 0 | 0
|  |  | 23 | 0.048342 | 0 | 0 | 0
|  |  | 24 | 0.048342 | 0 | 0 | 0
|  | 10 | 1 | 0.048342 | 0 | 0 | 0
|  |  | 2 | 0.048342 | 0 | 0 | 0
|  |  | 3 | 0.048342 | 0 | 0 | 0
|  |  | 4 | 0.048342 | 0 | 0 | 0
|  |  | 5 | 0.048342 | 0 | 0 | 0
|  |  | 6 | 0.048342 | 0 | 0 | 0
|  |  | 7 | 4.582 | 0 | 0 | 0
|  |  | 8 | 0.048342 | 0 | 0 | 0
|  |  | 9 | 0.048342 | 0 | 0 | 0
|  |  | 10 | 0.048342 | 0 | 0 | 0
|  |  | 11 | 0.048342 | 0 | 0 | 0
|  |  | 13 | 5.5889 | 0 | 0 | 0
|  |  | 20 | 7.1276 | 0 | 0 | 0
|  |  | 21 | 0.048342 | 0 | 0 | 0
|  |  | 22 | 0.048342 | 0 | 0 | 0
|  |  | 23 | 0.048342 | 0 | 0 | 0
|  |  | 24 | 0.048342 | 0 | 0 | 0
|  | 11 | 1 | 0.048342 | 0 | 0 | 0
|  |  | 2 | 0.048342 | 0 | 0 | 0
|  |  | 3 | 0.048342 | 0 | 0 | 0
|  |  | 4 | 0.048342 | 0 | 0 | 0
|  |  | 5 | 0.048342 | 0 | 0 | 0
|  |  | 6 | 0.048342 | 0 | 0 | 0
|  |  | 7 | 4.582 | 0 | 0 | 0
|  |  | 20 | 7.2266 | 0 | 0 | 0
|  |  | 21 | 0.048342 | 0 | 0 | 0
|  |  | 22 | 0.048342 | 0 | 0 | 0
|  |  | 23 | 0.048342 | 0 | 0 | 0
|  |  | 24 | 0.048342 | 0 | 0 | 0
|  | 12 | 1 | 0.048342 | 0 | 0 | 0
|  |  | 2 | 0.048342 | 0 | 0 | 0
|  |  | 3 | 0.048342 | 0 | 0 | 0
|  |  | 4 | 0.048342 | 0 | 0 | 0
|  |  | 5 | 0.048342 | 0 | 0 | 0
|  |  | 6 | 0.048342 | 0 | 0 | 0
|  |  | 7 | 4.2318 | 0 | 0 | 0
|  |  | 20 | 2.0215 | 0 | 0 | 0
|  |  | 21 | 0.048342 | 0 | 0 | 0
|  |  | 22 | 0.048342 | 0 | 0 | 0
|  |  | 23 | 0.048342 | 0 | 0 | 0
|  |  | 24 | 0.048342 | 0 | 0 | 0
|  | 13 | 1 | 27.1577 | 0 | 0 | 0
|  | 14 | 1 | 3.7084 | 0 | 0 | 0

## df_KPIs
Hub | opex_m2 | capex_m2 | cost_rep_m2 | cost_ft_m2 | AR | LCoE1 | LCoE2 | SC | SS | PVP | PVC | GMd | GMs | GUs | GUd | gwp_op_m2 | gwp_constr_m2 | gwp_tot_m2 | gwp_elec_av_m2 | gwp_elec_dy_m2 | RES_dy | RES_av | eta_I | eta_II | eta_Ipv | eta_IIpv
Building1 | -5.5526 | 8.2884 | 0 | 0 | 23.6293 | -0.14352 | 1.4229 | 0.16114 | 1 | 6.2058 | 0 | 14.48 | 0 | 0 | 9.93 | 6.3927 | 4.1765 | 10.5692 | -12.8595 | -12.8595 | 0.18501 | 0.18501 | 0.95685 | 0.24109 | 0.10934 | 0.029711
Network | -5.5526 | 8.2884 | 0 | 0 | 23.6293 | -0.14352 | 1.4229 | 0.16114 | 1 | 6.2058 | 0 | 14.48 | 0 | 0 | 9.93 | 6.3927 | 4.1765 | 10.5692 | -12.8595 | -12.8595 | 0.18501 | 0.18501 | 0.95685 | 0.24109 | 0.10934 | 0.029711

## df_Economics
| Category | operation | [11 empty] | investment
|  | avoided_PV | avoided_PVC | avoided_BA_out | avoided_onsite_el | avoided_PV_SC | avoided_SC | revenues_Electricity | revenues_NaturalGas | costs_Electricity | costs_NaturalGas | curtailment_Electricity | curtailment_NaturalGas | Air_Conditioner | BESS_IP | Battery | ElectricalHeater_DHW | ElectricalHeater_SH | HC | HS_IP | LHS | NG_Boiler | PTES_C | PV | ThermalSolar | WaterTankDHW | WaterTankSH
Perf_type | Hub
costs | Building1 | 20909.3976 | 0 | 0 | 20909.3976 | 3369.3513 | 3369.3513 | 17540.0463 | 0 | 0 | 11901.0711 | 0 | 0 | 0 | 667.7021 | 0 | 0 | 0 | 5.122 | 10.2441 | 0 | 348.6808 | 0 | 6809.5778 | 353.421 | 222.6559 | 0
| Network | 20909.3976 | 0 | 0 | 20909.3976 | 3369.3513 | 3369.3513 | 17540.0463 | 0 | 0 | 11901.0711 | 0 | 0 | 0 | 667.7021 | 0 | 0 | 0 | 5.122 | 10.2441 | 0 | 348.6808 | 0 | 6809.5778 | 353.421 | 222.6559 | 0
impact | Building1 | 15568.28 | 0 | 0 | 15568.28 | 2508.6808 | 2508.6808 | 13059.5992 | 0 | 0 | 19551.7597 | 0 | 0 | 0 | 257.0784 | 0 | 0 | 0 | 0 | 0 | 0 | 38.9151 | 0 | 3888.9383 | 33.9207 | 22.628 | 0
| Network | 15568.28 | 0 | 0 | 15568.28 | 2508.6808 | 2508.6808 | 13059.5992 | 0 | 0 | 19551.7597 | 0 | 0 | 0 | 257.0784 | 0 | 0 | 0 | 0 | 0 | 0 | 38.9151 | 0 | 3888.9383 | 33.9207 | 22.628 | 0